## assets
Kode Barang | Nama Barang | Satuan | Lokasi | Stok Masuk | Stok Keluar | Total
10018 | ABB, CM-PVS 41S | PCS | L05B | 1521 | 421 | 1100
10033 | ABB, AF26Z-30-00-21 +AUX 1NO 1NC | PCS | 0 | 0 | 0 | 0
10008 | ABB, AUX 1 NO 1 NC HK1-11 | PCS | L05B | 3012 | 809 | 2203
10035 | ABB, A2N 250 TMF 160 2P 160A 250 VDC | PCS | 0 | 8 | 8 | 0
10011 | ABB, AF09-30-10-12, 3P, Coil 110Vdc, 3 No | PCS | L03A | 7187 | 1685 | 5502
10038 | ABB, SH 201 L-C20 1P 20A | PCS | 0 | 6 | 6 | 0
10039 | ABB, CR-M024DC4L PLUGGABLE INTERFACE RELAY, 24 VDC 4CO LED | PCS | L06A | 38 | 14 | 24
10019 | ABB, CT-ERS 21S TIME RELAY ON-DELAY 2C/O, 24-240 VAC/DC 5-100S | PCS | 0 | 1440 | 340 | 1100
10045 | ABB, CR-M230AC4L PLUGABLE RELAY 230VAC 4CO WITH LED | PCS | L03C | 132 | 131 | 1
10023 | ABB,AUX CONTACT CA4-22M, 2NO 2NC | PCS | L03B | 6199 | 1653 | 4546
10043 | ABB,AF09-30-10-13, 220VAC COIL 25A 4KW + 1 NO | PCS | 0 | 115 | 115 | 0
10041 | ABB, AF26-30-11-11, 11kW, 24-60 VDC | PCS | 0 | 4 | 4 | 0
10007 | ABB, MS116-16, 16A, 380 VAC | PCS | L05D | 3586 | 835 | 2751
10005 | ABB,MS116-4, 4A, 380VAC | PCS | L05D | 3282 | 1082 | 2200
10042 | ABB, AF09-30-10-11, 20-60 VDC | PCS | 0 | 27 | 27 | 0
50001 | OMRON TYPE G4Q, 212S, COIL 110 VAC | PCS | 0 | 186 | 186 | 0
50002 | OMRON, G9EC-1-B,24VDC 200A | PCS | 0 | 8 | 8 | 0
50003 | OMRON, G4Q-212S, COIL 24VDC | PCS | 0 | 2 | 2 | 0
50004 | OMRON, G4Q-212S, COIL 220VAC | PCS | 0 | 44 | 44 | 0
20001 | WAGO, 885-308, TB Studs | PCS | R10E | 172 | 0 | 172
20003 | WAGO, X-COM 769-171 | PCS | R09A | 110675 | 110516 | 159
20004 | WAGO, 885-526 | PCS | R10B | 749 | 741 | 8
20005 | WAGO, 769-110 | PCS | R08B | 423 | 288 | 135
20006 | WAGO, 769-414 | PCS | R10C | 20630 | 20504 | 126
20007 | WAGO, 769-412 | PCS | R11B | 268 | 217 | 51
20008 | WAGO,X-COM 769-413 | PCS | R10C | 468 | 245 | 223
20009 | WAGO, 769-431 | PCS | R10D | 11444 | 9753 | 1691
20010 | WAGO,2004-1492 | PCS | R09B | 1838 | 780 | 1058
20011 | WAGO, 769-304 | PCS | R09B | 8275 | 6441 | 1834
20012 | WAGO, 2004-1411/1000-400 | PCS | R10B | 4535 | 4517 | 18
20013 | WAGO, 249-116 | PCS | R10C | 6752 | 4360 | 2392
20014 | WAGO, 280-402 | PCS | R10D | 13425 | 12568 | 857
20015 | WAGO, 2004-402 | PCS | 0 | 0 | 0 | 0
20016 | WAGO, 249-197 | PCS | R10B | 10 | 0 | 10
20017 | WAGO, 281-402 | PCS | R10C | 69 | 0 | 69
20018 | WAGO, 2022-2201 | PCS | R09C | 72600 | 70531 | 2069
20019 | WAGO, X-COM 769-105 | PCS | R08C | 41508 | 40860 | 648
20020 | WAGO, 2002-1492 | PCS | R09B | 949 | 40 | 909
20021 | WAGO, 2022-105 | PCS | R08C | 29050 | 28071 | 979
20022 | WAGO, 870-1149 | PCS | 0 | 0 | 0 | 0
20023 | WAGO, 2022-2292 | PCS | R09B | 6450 | 4775 | 1675
20024 | WAGO, 734-329 | PCS | R10D | 29025 | 27067 | 1958
20026 | WAGO, X-COM 769-110/021-000, 10 Pole | PCS | R08B | 1466 | 677 | 789
20027 | WAGO, 769-610, 10 Pole | PCS | R08A | 1000 | 981 | 19
20028 | WAGO, 885-528 | PCS | R10E | 298 | 21 | 277
20029 | WAGO, 885-566 | PCS | LUAR | 40 | 0 | 40
20030 | WAGO, 885-106 | PCS | R03D | 160 | 160 | 0
20031 | WAGO,248-566(1-50), 248-507(51-100),248-508(101-150),248-509(151-200),248-510(201-300) Marking Number TB | PCS | 0 | 0 | 0 | 0
20032 | WAGO,885-305,M5 | PCS | 0 | 0 | 0 | 0
20033 | WAGO, 281-652 | PCS | 0 | 0 | 0 | 0
20034 | WAGO,769-108 | PCS | R09A | 200 | 179 | 21
20035 | WAGO, 248-566 (1-50) | PCS | 0 | 0 | 0 | 0
30009 | SCHNEIDER, A9F85232, 32A 2P, D-Curve | PCS | 0 | 0 | 0 | 0
30012 | SCHNEIDER, A9F85206, 6A, 2P, D-Curve | PCS | 0 | 0 | 0 | 0
30014 | SCHNEIDER, A9D31632, 32A 2P, 30 Ma | PCS | 0 | 0 | 0 | 0
60004 | WEIDMULLER, WF8/ 2 BZ | PCS | R06E + R08E | 7665 | 6280 | 1385
60005 | WEIDMULLER, WTW WF8 | PCS | R08E | 14626 | 13315 | 1311
60006 | WEIDMULLER, ZEW 35 GR (END STOP) | PCS | R06B + R08A | 10515 | 5434 | 5081
60001 | A2C 4 (Terminal Block) | PCS | L02D | 582 | 578 | 4
60002 | AEP 2C 4 (END PLATE) 2051680000 | PCS | 0 | 0 | 0 | 0
60003 | Weidmuller, ZEW 35 9540000000 | PCS | L06B | 22 | 0 | 22
240001 | TEE SLOT BOLT SUS304 M10X55 : SESUAI DWG NO 63.2-U03010 | PC | 0 | 0 | 0 | 0
250001 | ETHERLINE CAT. 7 FLEX LAPP, 2170934, 4X2XAWG26/7 | M | 0 | 0 | 0 | 0
250002 | DATA CABLE, LAPP, OFLEX TRAIN 355C, WITH SCREEN, 15355004,12X1 MM2 | M | 0 | 0 | 0 | 0
230002 | RAK BAWAH TANGGA - BAHAN MULTIPLEK 18MM FINISHING HPL UKURAN 105X123 CM (PINTU) UKURAN 110 X 91 CM (PINTU) - BAHAN MULTIPLEK 18MM FINISHING HPL RAK UKURAN 110 X 121 X 182 CM | SET | 0 | 0 | 0 | 0
230003 | WORK STATION FINISHING HPL GAMBAR TERLAMPIR | SET | 0 | 0 | 0 | 0
230004 | WORK STATION GAMBAR TERLAMPIR | SET | 0 | 0 | 0 | 0
230006 | SIDE DESK (UK 0.8 X 0.4 M) GAMBAR TERLAMPIR | SET | 0 | 0 | 0 | 0
230005 | MEJA KERJA (UK. 1.8 X 0.8 M) | SET | 0 | 0 | 0 | 0
60007 | WEIDMULLER, ADP WF6/8 | PCS | LUAR | 776 | 770 | 6
270001 | HAND GRINDING MACHINE (URYU USG-4S) | SET | 0 | 0 | 0 | 0
270002 | DIE GRINDER (UG-25NA URYU) | SET | 0 | 0 | 0 | 0
60009 | WEIDMULLER, PROMAX 960W 24 V 40 A, PSU 24 VDC 40 A | PCS | 0 | 3 | 3 | 0
60008 | TSLD5, TERMINAL RAIL CUTTING | PCS | 0 | 0 | 0 | 0
280001 | CARSPA SWITCHING POWER SUPPLY (NES-400-24VDC OUTPUT 16.5A) | PCS | R05E | 195 | 170 | 25
290001 | MEAN WELL, LRS-350-24 | PCS | 0 | 0 | 0 | 0
10046 | ABB, CM-IWN, 1P | PCS | 0 | 4 | 4 | 0
10047 | ABB, SOR-C XT1. XT4 F/P 24-30 VAC/DC | PCS | 0 | 4 | 4 | 0
10036 | ABB, M1175 16 A, 240 VAC | PCS | L03C | 1139 | 37 | 1102
10037 | ABB, XT3N 250 TMD 200-2000 FF 070169 | PCS | 0 | 4 | 4 | 0
10034 | ABB, MS116-25, 11KW, 20-25A | PCS | 0 | 4 | 4 | 0
10027 | ABB, AUX 2NO CA4-22E | PCS | 0 | 0 | 0 | 0
10048 | ABB, CL2-523G | PCS | R02A | 13 | 12 | 1
10004 | ABB, S201M-Z1OUC, 10A,1P | PCS | 0 | 201 | 201 | 0
10044 | ABB, AF12-30-10-13, 220 VAC COIL, 28A, 5,5 KW | PCS | L03A | 109 | 94 | 15
10049 | ABB,CL2-523C | PCS | R02A | 14 | 12 | 2
10050 | ABB, AX12-30-10 220V | PCS | R04E | 80 | 80 | 0
10051 | ABB, Shunt Opening 220 VAC-YO : 1SDA073674R1 | PCS | 0 | 39 | 39 | 0
10021 | ABB, 3P, 32A, S203, D32, 380VAC | PCS | 0 | 384 | 384 | 0
10052 | ABB, Shunt Opening 220VAC-YC : 1SDA073687R1 | PCS | 0 | 39 | 39 | 0
60010 | WEIDMULLER, WEW 35/1 GR | PCS | R05E | 1110 | 1066 | 44
30018 | SCHNEIDER, ABL8FEQ24040, Filtered Rectilfed, 230/400 Vac to 24Vdc,4A | PCS | 0 | 0 | 0 | 0
300001 | CABLE SIZE 1.5 MM? LENGTH FOR SCUN 8MM, BLACK COLOR | PCS | 0 | 0 | 0 | 0
300002 | CABLE SIZE 2.5 MM? LENGTH FOE SCUN 8MM, BLUE COLOR | PCS | 0 | 0 | 0 | 0
30019 | SCHNEIDER, A9F74102, 2A, 1P, 220VAC | PCS | 0 | 16 | 16 | 0
30020 | SCHNEIDER, A9N61526, 6A, 2P | PCS | 0 | 0 | 0 | 0
30021 | SCHNEIDER, RPM32BD, with test button and LED, 3PDT-15A | PCS | 0 | 60 | 60 | 0
30013 | SCHNEIDER, A9D31610, 10A 2P,30mA | PCS | 0 | 0 | 0 | 0
90039 | MORS SMITT DU303, COIL 220VAC | PCS | 0 | 0 | 0 | 0
90017 | Mors Smitt, GR1-490-24-B-S1-0-1-DA-2, 240 VAC (9A) | PCS | 0 | 15 | 15 | 0
90038 | Mors Smitt, GR2-610-16-B-S1-0-1-22-2, 10A, 2P, 110 VDC | PCS | 0 | 0 | 0 | 0
310001 | READ LAMP DRIVER 1W, 24VDC | PCS | R03A | 305 | 5 | 300
270003 | DIN RAIL CUTTER WITH RULLER | PCS | 0 | 2 | 2 | 0
20025 | WAGO, 2022-152 | PCS | R10D | 29025 | 22939 | 6086
20040 | WAGO, 2002-402 | PCS | R10D | 25950 | 25713 | 237
60011 | WEIDMULLER, ZPS 2.5/1AN/QV/5 | PCS | L01A | 79 | 0 | 79
60012 | WEIDMULLER, ZP 2.5/1AN/4 | PCS | L01B | 75 | 0 | 75
60013 | WEIDMULLER, ZVR ZP2.5 | PCS | 0 | 0 | 0 | 0
310002 | READ LAMP, 3W 24 VDC, WARM WHITE READ LAMP WITH SWITCH IN HEAD (BRIDGELUX CHIP) | PCS | R08C | 202 | 188 | 14
150002 | Cable Lug, Panduit LCMA 16-8-C | PCS | R02E + R08D | 23642 | 13867 | 9775
150003 | Cable Lug, Panduit LCMA 25-8-C | PCS | R02D | 14008 | 13848 | 160
150005 | Cable Lug, M8 Cable Size 50 mm2, Panduit LCMA50-8-C | PCS | R02D | 12090 | 12078 | 12
150007 | Panduit LCMA150-16-X, Cable Size 150 mm2 | PCS | R02E | 2500 | 2483 | 17
150018 | Panduit, LCMA 185-16-X, 185mm2 | PCS | 0 | 0 | 0 | 0
150015 | PANDUIT, FERRULES I TWIN BLUE 2,5mm, FTD80-13-TL | PCS | 0 | 0 | 0 | 0
150001 | PANDUIT, LCMA 10-8-C | PCS | R02D | 1510 | 1472 | 38
60014 | WEIDMULLER TS 35 X 7,5/LL 2 M/ST/ZN | METER | LUAR | 430 | 368 | 62
80011 | APT, AD16-22D/R23-RW 24VDC/VAC | PCS | 0 | 12 | 12 | 0
80012 | APT, AD16-22D/Y23-RW 24VDC/VAC | PCS | 0 | 4 | 4 | 0
80013 | APT, AD16-22D/W23-RW 24VDC/VAC | PCS | 0 | 4 | 4 | 0
250003 | CABLE UK. 0.75 MM? | METER | 0 | 0 | 0 | 0
250004 | Power Cable, 150 mm2, 1000 V, Spektek: 307/SPT/K1003TB091/16, Red Bright Colour | METER | SUKOSARI | 40 | 0 | 40
250005 | Power Cable, 150 mm2, 1000 V, Spektek: 307/SPT/K1003TB091/16, Yellow Bright Colour | METER | SUKOSARI | 60 | 0 | 60
250006 | Power Cable, 150 mm2, 1000 V, Spektek: 307/SPT/K1003TB091/16, Blue Bright Colour | METER | SUKOSARI | 3 | 0 | 3
250007 | CABLE UK. 2.5 MM? | METER | 0 | 0 | 0 | 0
250008 | Power Cable, 16 mm2, 1000 V, Spektek: 307/SPT/K1003TB091/16, Red Bright Colour | METER | SUKOSARI | 2000 | 0 | 2000
250009 | Power Cable, 16 mm2, 1000 V, Spektek: 307/SPT/K1003TB091/16, Yellow Bright Colour | METER | SUKOSARI | 450 | 0 | 450
140001 | Heatshrink white color diameter 6mm | ROLL | R07A | 25 | 9 | 16
140002 | Heatshrink white color diameter 10mm | ROLL | R07B | 18 | 0 | 18
140004 | Heatshrink white color diameter 4mm | ROLL | R07A | 77 | 47 | 30
230003 | WORK STATION FINISHING HPL | SET | 0 | 0 | 0 | 0
230002 | RAK BAWAH TANGGA | SET | 0 | 0 | 0 | 0
230001 | RAK PRINTER | SET | 0 | 0 | 0 | 0
230004 | WORK STATION CABLE BURNING | SET | 0 | 0 | 0 | 0
230005 | MEJA KERJA & SIDE DESK | SET | 0 | 0 | 0 | 0
80014 | APT, AD16-22SM/R26B RED, CONTINOUS BUZZER | PCS | 0 | 62 | 62 | 0
150028 | PANDUIT, SKUN 1 HOLE 150 MM? M12 | PCS | 0 | 0 | 0 | 0
240002 | ELBOW 1" SUS 304 Gbr. Banteng | PCS | R08D | 3000 | 2207 | 793
320006 | KURSI KERJA IMPORTA HITAM | PCS | 0 | 0 | 0 | 0
60017 | WEIDMULLER, DMS MANUELL 0,5-1,7 (TORQUE SREWDRIVER) | PCS | 0 | 0 | 0 | 0
60018 | WEIDMULLER, DMS MANUELL 2,0-8,0 (TORQUE SREWDRIVER) | PCS | 0 | 0 | 0 | 0
60019 | WK K S 0,6X3,5 (WK K S) | PCS | 0 | 0 | 0 | 0
60020 | WK K S 0,8X4,0 (WK K S) | PCS | 0 | 1 | 1 | 0
60021 | WK K S 1,0X5,5 (WK K S) | PCS | 0 | 0 | 0 | 0
60022 | WK K PZ2 (WK K PZ) | PCS | 0 | 0 | 0 | 0
60023 | WK K PZ0 (WK K PZ) | PCS | 0 | 0 | 0 | 0
20041 | WAGO, X-COM 2002-121 | PCS | R10C | 55846 | 55060 | 786
160002 | 6 Pole Connector for VDO Speedometer | PCS | 0 | 0 | 0 | 0
260043 | GROUND PLATE M12 | PCS | 0 | 0 | 420 | 0
260044 | Ground Plate M8, c/w M 8 SS Hexa Bolt, Nut, Washer Plat & Washer Spring | PC | 0 | 0 | 1756 | 0
260045 | PLATE STAINLESS STEEL 304. 0.4 MM X 4 X 8 | LEMBAR | 0 | 0 | 0 | 0
20042 | WAGO, 2009-145 MINI-WSB INLINE | ROLL | R01B | 111 | 66 | 45
20043 | WAGO, 2009-115 WMB INLINE, RM 5MM WEISS UNBED.1500 S | ROLL | R01B | 119 | 81 | 38
20044 | WAGO, 258-5005 INK RIBBON FOR SMART PRINTER | PCS | R01B | 25 | 10 | 15
20045 | WAGO 769-402 MINI, ADJACENT JUMPER, INSULAT. GREY | PCS | R01B | 789 | 789 | 0
390001 | BUSBAR FEEDER PANEL MG REF. DRW 68.6- REKA 50301 | PCS | 0 | 0 | 0 | 0
390002 | BUSBAR FEEDER PANEL MG REF. DRW 68.6- REKA 50302 | PCS | 0 | 0 | 0 | 0
390003 | BUSBAR FEEDER PANEL MG REF. DRW 68.6- REKA 50303 | PCS | 0 | 0 | 0 | 0
390004 | BUSBAR FEEDER PANEL MG REF. DRW 68.6- REKA 50304 | PCS | 0 | 0 | 0 | 0
390005 | BUSBAR FEEDER PANEL MG REF. DRW 68.6- REKA 50305 | PCS | 0 | 0 | 0 | 0
390006 | BUSBAR FEEDER PANEL MG REF. DRW 68.6- REKA 50306 | PCS | 0 | 0 | 0 | 0
390007 | BUSBAR FEEDER PANEL MG REF. DRW 68.6- REKA 50307 | PCS | 0 | 0 | 0 | 0
390008 | BUSBAR FEEDER PANEL MG REF. DRW 68.6- REKA 50308 | PCS | 0 | 0 | 0 | 0
390009 | BUSBAR FEEDER PANEL MG REF. DRW 68.6- REKA 50309 | PCS | 0 | 0 | 0 | 0
390010 | BUSBAR FEEDER PANEL MG REF. DRW 68.6- REKA 50310 | PCS | 0 | 0 | 0 | 0
390011 | BUSBAR FEEDER PANEL MG REF. DRW 68.6- REKA 50311 | PCS | 0 | 0 | 0 | 0
390012 | BUSBAR FEEDER PANEL MG REF. DRW 68.6- REKA 50312 | PCS | 0 | 0 | 0 | 0
250033 | SPIRAL CABLE, LAPP, 2X0,75, L=1000mm (unextended), PN : 73220109 | PC | 0 | 0 | 0 | 0
250034 | FLEXIBLE HOSE VERSCHR M40 NVNZ-M409S/4A-L BK | METER | 0 | 0 | 0 | 0
410001 | ADAPTOR DVR | PC | 0 | 0 | 0 | 0
400001 | CURRENT TRANDUCER, PHOENIX MCR-SL-CUC-200-1-2308030 | PCS | 0 | 4 | 4 | 0
160003 | VDO, A2C59512458, RANGE 18-32 V, Colour Black 24VDC ¿52 | PCS | 0 | 4 | 4 | 0
160004 | VDO, 437-055-002C, 0-120km/h, 24VDC,¿100 | PCS | 0 | 4 | 4 | 0
160005 | VDO, A2C59514079, 4-90 ohm, Colour Black, 24 VDC ,¿52 | PCS | 0 | 4 | 4 | 0
30028 | Schneider, XB5-AD21, 1N/0, ¯22 | PCS | 0 | 60 | 60 | 0
80015 | APT, PUSH BUTTON, LA39-C1-20D/G23-RW (Iluminated) | PCS | 0 | 12 | 12 | 0
80016 | APT, PUSH BUTTON, LA39-C1-20D/R23-RW (Iluminated) | PCS | 0 | 12 | 12 | 0
80017 | APT, LA39-C1-20X/G23 (Iluminated Green Lamp 24 VDC, 2NO) Selector Switch Maintained | PCS | 0 | 0 | 0 | 0
80018 | APT, LA39-C1-1 NO. 11XS/ G23 FFU, (Iluminated Green Lamp 24 VDC, 1NO+ 1NC Spring Return) Selector Switch | PCS | 0 | 0 | 0 | 0
80019 | APT, LA39-C1-20XS/G23 FFU (Iluminated Green Lamp 24 VDC, 2 NO Spring Return) Selector Switch | PCS | 0 | 0 | 0 | 0
80020 | APT, LA39, F14B-60 | PCS | 0 | 0 | 0 | 0
80021 | APT, LA39-C1-20-20/K23, BLACK, PUSH BUTTON | PCS | 0 | 0 | 0 | 0
80022 | APT, AD16-22SM/R23 | PCS | 0 | 12 | 12 | 0
80023 | APT, LA39-C1-20T/K23, Black | PCS | 0 | 4 | 4 | 0
50006 | OMRON, H3CR-AP, 100 to 240 VAC (50/60 Hz) | PCS | 0 | 0 | 0 | 0
50007 | Socket Relay, P2CF-11-E | PCS | 0 | 0 | 0 | 0
90022 | Mors Smitt, GR1-460-14-B-S1-0-1-22-2, 110 VDC (6A) | PCS | 0 | 46 | 46 | 0
90023 | Mors Smitt, GR1-620-14-B-S1-0-1-22-2, 110 VDC (20A) | PCS | 0 | 16 | 16 | 0
90024 | Mors Smitt, GR1-610-14-B-S1-0-1-22-2, 110 VDC (10A) | PCS | L06B | 216 | 215 | 1
90025 | Mors Smitt, GR1-610-14-B-S1-0-11-22-2, 110 VDC (10A) | PCS | 0 | 0 | 0 | 0
90026 | Mors Smitt, GR1-610-24-B-S1-0-1-DA-2, 240 VAC (10A) | PCS | L06B | 70 | 68 | 2
90027 | Mors Smitt, GR1-460-24-B-S1-0-1-DA-2, 240 VAC (6A) | PCS | L06B | 14 | 7 | 7
90028 | Mors Smitt, GR2-610-14-B-S1-0-1-2A-2, 110 VDC (10A) | PCS | 0 | 4 | 4 | 0
90029 | Mors Smitt, GR1-616-14-B-S1-0-1-22-2, 110 VAC (16A) | PCS | 0 | 8 | 8 | 0
90030 | Nieaf Smitt D3a85-B, Range Scale 0-150 A, Illumination LED 24 vdc 50ma, Movement Signal 4-20mA DC | PCS | 0 | 0 | 0 | 0
90031 | Mors Smitt, GR1-460-26-B-S1-0-1-D2-2, 240 VAC (6A) | PCS | 0 | 0 | 0 | 0
80026 | APT, LA39-C1-20XD/G23-RW, Green (Selector Switch Illuminated ¯30mm 24Vdc) | PCS | 0 | 40 | 40 | 0
80027 | APT, Selector Switch, LA39 - C1 - 20XSD/G23FFU-JW-RW, (Iluminated Green Lamp 24VDC,2NO SPRING RETURN) | PCS | 0 | 4 | 4 | 0
80028 | APT, Selector Switch, LA39 - C1 - 11XSD / G23 FFU-JW-RW, (Iluminated Green Lamp 24VDC, 1NO+1NC Spring Return) | PCS | 0 | 4 | 4 | 0
80029 | APT, Mushroom Type Button, LA39-C1-R02Z/R23-RW | PCS | 0 | 0 | 0 | 0
80030 | APT, SELECTOR SWITCH MAINTAINED, LA39-C1-20XD/G23-RW (ILUMINATED GREEN LAMP 24VDC, 2NO) | PCS | 0 | 0 | 0 | 0
80031 | APT, LA39-A1-11X/K23-RW | PCS | 0 | 4 | 4 | 0
80032 | APT, LA39, F14B-60 | PCS | 0 | 8 | 8 | 0
80033 | APT, LA39-C1-20/K-TK | PCS | 0 | 0 | 0 | 0
520001 | PLC Digital Expansion, DO-16 D3,16 INPUT CHANEL | PCS | 0 | 3 | 3 | 0
520002 | PLC Analog Expansion, FO-04 RTD, 4 CHANEL | PCS | 0 | 2 | 2 | 0
520003 | PLC Direct Logic DO-06-DR, 20 IN 16 OUT | PCS | 0 | 2 | 2 | 0
530001 | Sensor Thermocouple Probe, PT100, Length 20mm, Panjang 2M | PCS | 0 | 1 | 1 | 0
360007 | Cable Size 4 mm?, Length for Scun 12 mm, Grey | PCS | 0 | 0 | 0 | 0
360008 | Cable Size 1.5 mm?, Length for Scun 12 mm, Black | PCS | 0 | 0 | 0 | 0
360009 | Cable Size 2,5 mm?, Length for Scun 12 mm, Blue | PCS | 0 | 0 | 0 | 0
60035 | Power Supply Pro Eco 120 W 24V 5A | PCS | 0 | 1 | 1 | 0
30039 | Schneider, XB7EV03MP, Green | PCS | R02A | 4 | 3 | 1
30040 | Schneider, XB7EV04MP, Red | PCS | R02A | 5 | 4 | 1
30041 | Schneider, XB7EV07MP, White | PCS | 0 | 0 | 0 | 0
30042 | Schneider, XB4BL73415 | PCS | 0 | 0 | 0 | 0
330009 | HAND CRIMPING TOOLS | PCS | 0 | 10 | 10 | 0
10081 | ABB, S201-C6 | PCS | R02A | 12 | 8 | 4
10095 | ABB, S201-C32 | PCS | 0 | 0 | 0 | 0
390013 | BUSBAR SISIR 63A,1P | PCS | LUAR | 110 | 109 | 1
110033 | SKUN 16 - M6 | PCS | 0 | 0 | 0 | 0
140005 | HEATSHRINK 50 BIRU | METER | 0 | 0 | 0 | 0
140006 | HEATSHRINK 50 MERAH | METER | 0 | 0 | 0 | 0
140007 | HEATSHRINK 50 KUNING | METER | 0 | 0 | 0 | 0
140009 | HEATSHRINK 50 HITAM | METER | 0 | 0 | 0 | 0
110026 | SKUN Y 1.25-3MM INSULATED | PCS | 0 | 0 | 0 | 0
110027 | SKUN U NON ISOLASI 1,5 MM | PCS | 0 | 0 | 0 | 0
110028 | SKUN U 1.25-4MM NON INSULATED | PCS | 0 | 0 | 0 | 0
110029 | SKUN U NON ISOLASI 4 MM | PCS | 0 | 0 | 0 | 0
110011 | SKUN FERRULES UK 2.5 MM Isolasi | PCS | 0 | 0 | 0 | 0
130001 | STEEL DIN RAIL 35 | PCS | 0 | 1000 | 1000 | 0
30035 | Schneider A9D31616 | PCS | L06D | 2 | 0 | 2
110030 | SKUN SC 10 MM | PCS | 0 | 0 | 0 | 0
110031 | SKUN Y 1.25-4 NON ISULATED | PCS | 0 | 0 | 0 | 0
110032 | SKUN HD 16 MM GAE | PCS | 0 | 0 | 0 | 0
250040 | CABLE NYAF 16 MM First 0.5/1KV | METER | 0 | 0 | 0 | 0
40007 | KRAUS NAIMER OFF-VENT -ON | PCS | 0 | 0 | 0 | 0
250041 | CABLE H05V-K 1X0.75 VDE BK RAL 9005 P/N 6110012 | METER | 0 | 0 | 0 | 0
180011 | VINIL 150 MM KUNING | M | 0 | 0 | 0 | 0
180012 | VINIL 150 MM MERAH | M | 0 | 0 | 0 | 0
180013 | VINIL 150 MM BIRU | M | 0 | 0 | 0 | 0
600002 | Panduit, Cable Ties BT5LH Putih | PCS | 0 | 0 | 0 | 0
150025 | Panduit, 2 hole 50 mm? M 10 | PCS | 0 | 0 | 0 | 0
150026 | Panduit, 2 hole 150 mm? M 10 | PCS | 0 | 0 | 0 | 0
150027 | Panduit, 50 mm? M12 | PCS | 0 | 0 | 0 | 0
620001 | LOCKING LAVATORY (Drawing Terlampir) | PCS | 0 | 87 | 87 | 0
630001 | Harting Conector 24 Pin | PCS | 0 | 0 | 0 | 0
640001 | LEGRAND P17 Tempra Pro 5555 28 - LV 63A 3P + N, 380-415VAC | PCS | 0 | 0 | 0 | 0
640002 | LEGRAND P17 Tempra Pro 5555 58 - LV 63A 3P + N, 380-415VAC | PCS | 0 | 0 | 0 | 0
380006 | BAUT L M8X35 BAJA | PCS | 0 | 0 | 0 | 0
380007 | BAUT HEX M8 X 40 SUS | PCS | 0 | 0 | 0 | 0
380008 | NUT HEX M8 SUS | PCS | R02E | 2000 | 221 | 1779
380009 | WASHER SPRING M8 SUS | PCS | R02E | 4000 | 2653 | 1347
380010 | SCREW JT M4X8 SUS | PCS | 0 | 0 | 0 | 0
380011 | BOLT HEX M10 X 30 SUS | PCS | 0 | 0 | 0 | 0
380012 | NUT HEX M10 SUS | PCS | 0 | 0 | 0 | 0
380013 | WASHER SPRING M10 SUS | PCS | 0 | 0 | 0 | 0
380014 | BOLT M12 X 30 SUS | PCS | 0 | 0 | 0 | 0
380015 | BOLT M12 X 40 SUS | PCS | 0 | 0 | 0 | 0
380016 | Nut Hex, M12 SUS | PCS | R02E | 1266 | 0 | 1266
380017 | WASHER PLAT M12 SUS | PCS | 0 | 0 | 0 | 0
380018 | WASHER SPRING M12 SUS | PCS | 0 | 0 | 0 | 0
670001 | RAYCHEM, SKUN 2 HOLE CABLE 150 MM2 M12 | PCS | R03E | 2515 | 2470 | 45
670002 | RAYCHEM, SKUN 2 HOLE CABLE 50 MM2 M12 | PCS | 0 | 0 | 0 | 0
670003 | RAYCHEM, SKUN 2 HOLE CABLE 150 MM2 M10 | PCS | 0 | 0 | 0 | 0
670004 | RAYCHEM, SKUN 2 HOLE CABLE 50 MM2 M10 | PCS | 0 | 0 | 0 | 0
260052 | Bracket Power Supply of Single Sleeper Seat Ref. Dwg. 39.3-S26001 | PCS | 0 | 0 | 0 | 0
260053 | Bracket of Paging Server Ref. Dwg. 39.3-S26003 | PCS | 0 | 0 | 0 | 0
680001 | CO2 LASER FOCUSING LENS (DIA 20MM, THIKNESS 2,0MM, FOCAL LENGTH 63,5MM) | PCS | L06A | 5 | 0 | 5
680002 | CO2 LASER FOCUSING LENS (DIA 20MM, THICKNESS 3.0MM, FOCAL LENGTH 63,5MM) | PCS | L06A | 5 | 0 | 5
10096 | ABB, SH 204 L-C63 4P 63A | PCS | 0 | 0 | 0 | 0
10097 | ABB, FH202 AC-63/0.03 4P 63A 30mA | PCS | 0 | 0 | 0 | 0
10064 | ABB, S202M-K10UC, 10A, 2P | PCS | 0 | 12 | 12 | 0
010099 | ABB, AF96-30-11-13 | PCS | 0 | 4 | 4 | 0
10100 | ABB, AX-09-30-10 220-230V 50Hz | PCS | L03A | 168 | 166 | 2
10029 | ABB, CR-M4SS | PCS | 0 | 4826 | 1251 | 3575
10030 | ABB, CR-MH | PCS | 0 | 4833 | 1258 | 3575
10101 | ABB, MS116-16, 5 5 KW, 3 POLE 9-14A, 220 VAC | PCS | 0 | 0 | 0 | 0
280002 | PRO ECO 120 W 24 V 5A | PCS | 0 | 0 | 0 | 0
380019 | Nut Hex, M16 SUS | PCS | 0 | 1250 | 1250 | 0
380020 | WASHER SPRING M16 SUS | PCS | 0 | 1250 | 1250 | 0
90032 | MORS SMITT, GR1-420-14-B-S1-0-1-22-2, 110 VDC (2A) | PCS | 0 | 0 | 0 | 0
90033 | MORS SMITT, GR1-632-14-B-S1-0-1-22-2, 110 VDC (32A) | PCS | 0 | 0 | 0 | 0
90034 | MORS SMITT, GR1-615-14-B-S1-0-1-22-2, 110 VDC (15A) | PCS | 0 | 0 | 0 | 0
260054 | DUDUKAN AC Ref. DWG 73.9-LRTP03 | SET | 0 | 1 | 1 | 0
380021 | WASHER PLAT M10 X t6mm X Dia Luar 16mm, Material Kuningan | PCS | 0 | 0 | 0 | 0
330010 | Nozzle Laser : Regular Section, Double Layer, Outside Diameter : 28 mm, Height : 15mm, Thread : M11 | PCS | 0 | 0 | 0 | 0
330011 | Ceramic Head | PCS | 0 | 0 | 0 | 0
330012 | Mirror Lens (Diameter 30mm, tebal 3mm, warna perak ) | PCS | 0 | 0 | 0 | 0
220002 | Fuji, 24 VDC/VAC XL2000-02X11-024MW 12 RED 10 GREEN | PCS | 0 | 4 | 4 | 0
260055 | Battery Panel (Drawing 39.2-DMU001) | PCS | 0 | 4 | 4 | 0
260056 | Panel Distribusi MeC (Drawing 39.2-DMU002) | PCS | 0 | 4 | 4 | 0
260057 | Panel Distribusi T (Drawing 39.2-DMU003) | PCS | 0 | 2 | 2 | 0
260058 | Panel Relay (Drawing 39.2-DMU004) | PCS | 0 | 4 | 4 | 0
260059 | AV Panel (Drawing 39.2-DMU005) | PCS | 0 | 6 | 6 | 0
260060 | Compressor Panel (Drawing 39.2-DMU006) | PCS | 0 | 2 | 2 | 0
260061 | AC Panel (Drawing 39.2-DMU007) | PCS | 0 | 6 | 6 | 0
260062 | Auxiliary Power Panel (Drawing 39.2-DMU008) | PCS | 0 | 2 | 2 | 0
260063 | Disconnector Switch Panel (Drawing 39.2-DMU009) | PCS | 0 | 6 | 6 | 0
260064 | Control Switch Panel (Drawing 39.2-DMU010) | PCS | 0 | 4 | 4 | 0
260065 | JB Power (Drawing 39.2-DMU0019) | PCS | 0 | 8 | 8 | 0
260066 | JB Control (Drawing 39.2-DMU020) | PCS | 0 | 8 | 8 | 0
260067 | AV Panel B (Drawing 39.2-DMU021) | PCS | 0 | 6 | 6 | 0
60039 | Weidmuller, WF10/2BZ | PCS | R06E | 332 | 306 | 26
60040 | Weidmuller, WTW WF10/WF12 | PCS | L01B | 277 | 249 | 28
20002 | WAGO, 2004-1401 | PCS | R09D | 5918 | 4861 | 1057
150030 | Panduit, LCMA 50-10F-L | PCS | R02D | 70 | 67 | 3
150031 | Panduit, LCMA, 25-10-C M10 | PCS | R02D | 125 | 96 | 29
150032 | Panduit, LCMA, 16-10-C M10 | PCS | R02D | 70 | 65 | 5
10024 | ABB, AF09-40-00-11 | PCS | 0 | 8 | 8 | 0
10025 | ABB, AUX. CA4-10 | PCS | 0 | 8 | 8 | 0
10006 | ABB, HK1-20 AUX Contact, 2 NO | PCS | 0 | 3062 | 862 | 2200
10026 | ABB, HKF1-11, Aux Contact 1 NO 1 NC | PCS | L06A | 3030 | 802 | 2228
10017 | ABB, C2SS1-10 | PCS | 0 | 426 | 426 | 0
10057 | ABB, CL2-523R | PCS | R02A | 23 | 12 | 11
30031 | SCHNEIDER 9001K51- 30mm | PCS | 0 | 8 | 8 | 0
30001 | SCHNEIDER, RM35HZ21FM, Over Frequency And Under Frequency | PCS | L02B | 376 | 374 | 2
40010 | Kraus & Naimer, Pos OFF-VENT-HALF-FULL | PCS | R05D | 17 | 7 | 10
190002 | Hella 5WG 002 450-281 | PCS | 0 | 4 | 4 | 0
190003 | Socket 9NH 701 230-001 | PCS | 0 | 4 | 4 | 0
40011 | Selector Switch, Kraus & Naimer, CA10-A251-600, OFF-HIGH-LOW-INT | PCS | L02A | 5 | 4 | 1
100013 | Mors Smitt, FDA4-U201, 20-60 impulse /min, 4CO, 24 VDC | PCS | 0 | 4 | 4 | 0
100014 | Mors Smitt, D-U201-L, LED Indicator, 4 CO, 24 VDC | PCS | 0 | 308 | 308 | 0
100015 | Mors Smitt, TDE4N-U, 1-10s, OFF DELAY, 24-60VDC | PCS | 0 | 46 | 46 | 0
100016 | Mors Smitt, TDBE4-U201, 1-10s, ON-OFF Delay, 24-60VDC | PCS | 0 | 54 | 54 | 0
100017 | Mors Smitt, KCD-U201, Latching, 24 VDC | PCS | 0 | 46 | 46 | 0
100018 | Mors Smitt, TDB4-U201, 6-60s, ON DELAY, 4CO | PCS | 0 | 4 | 4 | 0
100019 | Mors Smitt, WDE4-U201, 1-10s, 1 shoot, 24VDC | PCS | 0 | 4 | 4 | 0
100020 | Mors Smitt, TDB4-U201, 1-10s, ON DELAY, 24-60 VDC | PCS | 0 | 14 | 14 | 0
100021 | Mors Smitt, DGG-U201, Indicator 2CO, 24VDC | PCS | 0 | 4 | 4 | 0
100022 | Mors Smitt, WDDE-24 VAC/DC, 1-10s | PCS | 0 | 4 | 4 | 0
100009 | MORS SMITT, Socket V29 | PCS | L05A | 8762 | 8762 | 0
600001 | Cable ties size 3.6 x 150mm (putih) | PCS | R01E | 4000 | 3330 | 670
600007 | Cable ties size 4,8 x 250mm (Putih) | PCS | R01E | 13202 | 5502 | 7700
600006 | Cable ties size 4,8 x 200mm (Putih) | PCS | R01E | 3000 | 2800 | 200
600004 | Cable ties size 2,5 x 100mm (hitam) | PCS | R01E | 19717 | 16317 | 3400
600003 | Cable ties size 2,5 x 100mm (putih) | PCS | R01E | 7700 | 2220 | 5480
510001 | BLIND RIVET, FB 540 4MM X 11MM | PCS | R07D | 95000 | 86000 | 9000
600008 | Cable ties size 7.5 x 300mm (Putih) | PCS | R01E | 1428 | 808 | 620
80036 | APT, PUSH BUTTON LA39-C1-20/K23, Black | PCS | 0 | 13 | 12 | 1
370004 | Nieaf Smitt D3a85-B, Range Scale 0-150A, Illumination , LED 24vdc 50ma, Movement Signal 4-20mA DC | PCS | 0 | 4 | 4 | 0
50005 | Socket, Omron 8PFA1 | PCS | 0 | 230 | 230 | 0
30052 | Schneider GV2-ME08, 3 pole 2.5-4 A, 400VAC 50/60 HZ | PCS | 0 | 0 | 0 | 0
30049 | SCHNEIDER, GV2-ME16, 3 pole 9-14A, 400VAC 50/60 HZ | PCS | L06D | 1 | 0 | 1
30008 | Schneider Electric GV2-ME10, 3pole 4-6.3 , 400VAC 50/60HZ | PCS | 0 | 0 | 0 | 0
30053 | Schneider Electric IC60H, A9F89210, 2 pole 10 A | PCS | 0 | 0 | 0 | 0
30054 | Schneider GVAE20 | PCS | 0 | 0 | 0 | 0
30055 | Schneider Electric GVAS226, 220 VAC 60 HZ | PCS | 0 | 0 | 0 | 0
30056 | Schneider Electric GVAS225, 220 VAC 50 HZ | PCS | 0 | 0 | 0 | 0
30057 | Schneider Electric LC1D09M7, 4 Kw 3 pole 9 A, 220 VAC 50/60 HZ Coil Voltage | PCS | L06D | 2 | 0 | 2
30058 | Schneider Electric LADN31 | PCS | 0 | 0 | 0 | 0
30059 | Schneider Electric LC1D12M7, 5,5 Kw 3 pole, 220 VAC 50/60 HZ Coil Voltage | PCS | 0 | 0 | 0 | 0
30060 | Schneider Electric Tesys-K, CA2 KN22M7, 2NO +2 NC 220 VAC 5 | PCS | 0 | 0 | 0 | 0
30061 | Schneider ElectricTesys-K, CA2 KN40M7, 4 NO 220 VAC 50/60 HZ | PCS | 0 | 0 | 0 | 0
30062 | Schneider Electric RXM2AB2BD, 24 VDC | PCS | 0 | 0 | 0 | 0
30063 | Schneider Electric, Plug In Timer, RE22R2MU, 220 VAC 50/60 HZ | PCS | 0 | 0 | 0 | 0
30064 | Schneider RXM4AB2P7, 220 VAC 50/60 HZ | PCS | 0 | 0 | 0 | 0
30006 | SCHNEIDER, XB5-AVM1 - White | PCS | 0 | 15 | 15 | 0
30066 | Schneider Electric, RM4-TR32 | PCS | 0 | 0 | 0 | 0
170001 | SAGINOMIYA, TYPE ALE-SD22-011 + TEK-83H601 Sensor & Bracket | PCS | L06C | 218 | 209 | 9
40013 | KRAUS&NAIMER, CA10.A511 COTOUT AC1-NORMAL-COTOUT AC2 | PCS | 0 | 15 | 15 | 0
40014 | Kraus & Naimer, Manual-off-Remote | PCS | 0 | 12 | 12 | 0
210001 | HARTING, Hood, 24B, side entry, Part Number : 19 30 024 1522 | PCS | 0 | 2 | 2 | 0
210002 | HARTING, Insert, Male, 24E, Part Number : 09 33 024 2601 | PCS | 0 | 2 | 2 | 0
210003 | HARTING Insert, Female, 24E, Part Number : 09 33 024 2701 | PCS | 0 | 2 | 2 | 0
210004 | HARTING, Housing, 24B Side Entry, Part Number : 19 30 024 0232 | PCS | 0 | 2 | 2 | 0
20048 | WAGO, 282-681 | PCS | 0 | 0 | 0 | 0
60042 | Weidmuller, Pro Max 480W,24V DC, 20A P/N 1478190000 | PCS | 0 | 12 | 12 | 0
720002 | Plastik Warp Size 40cm | ROLL | 0 | 25 | 25 | 0
720008 | Plastik Warp Size 100cm | ROLL | 0 | 5 | 5 | 0
320007 | Mural eksterior gedung REKA dengan ukuran bidang 9,7 x 8,2 m. Cat tahan lama minimal 2 tahun , tahan cuaca panas dan hujan, dan tahan bakteri. Media Dinding menggunakan cat dan Media Kaca menggunakan stiker one-way-vision. | SET | 0 | 0 | 0 | 0
260012 | BASE PLATE AC CONTROL BOX, Drg. No. 39.2-LRTJ135 Rev. 0 | PCS | 0 | 96 | 96 | 0
260013 | BASE PLATE OF AC PANEL ENDWALL, Drg. No. 38.2-LRTJ00101 Rev.0 | PCS | 0 | 96 | 96 | 0
260014 | BASE PLATE OF AC PANEL UNDERSEAT, Drg. No. 38.2-LRTJ00102 Rev.A | PCS | 0 | 96 | 96 | 0
260015 | BASE PLATE OF AC PANEL CABINET, Drg. No. 38.2-LRTJ00103 Rev.A | PCS | 0 | 96 | 96 | 0
260018 | BASE PLATE OF EBCU PANEL MC, M, T (ENDWALL), Drg. No. 39.2-LRTJ131 Rev. 0 | PCS | 0 | 96 | 96 | 0
260017 | BASE PLATE OF PANEL (UNDERSEAT), Drg. No. 39.2-LRTJ002 Rev. 0 | PCS | 0 | 96 | 96 | 0
260016 | BASE PLATE OF EBCU MC, M CABINET, Drg. No. 38.2-LRTJ00203 Rev.B | PCS | 0 | 64 | 64 | 0
260019 | BRACKET OF EBCU MC, M, T, Drg. No. 39.3-LRTJ009 Rev.0 | SET | 0 | 96 | 96 | 0
260020 | BASE PLATE OF AC, DIST & RELAY (ENDWALL), Drg. No. 39.2-LRTJ001 Rev.0 | PCS | 0 | 128 | 128 | 0
260021 | BASE PLATE OF DIST & AV M,T UNDERSEAT, Drg. No 38.2-LRTJ00302 Rev.A | PCS | 0 | 64 | 64 | 0
260022 | BASE PLATE OF DIST & AV M,T CABINET, Drg. No. 38.2-LRTJ00303 Rev.0 | PCS | 0 | 64 | 64 | 0
260023 | BRACKET OF ETHERNET SWITCH, Drg. No 39.3-LRTJ005 Rev.0 | PCS | 0 | 352 | 352 | 0
260024 | BASE PLATE OF RELAY & TCMS M UNDERSEAT, Drg. No. 38.2-LRTJ00402 Rev.C | PCS | 0 | 32 | 32 | 0
260025 | BASE PLATE OF RELAY & TCMS M CABINET, Drg. No. 38.2-LRTJ00403 Rev.B | PCS | 0 | 32 | 32 | 0
260026 | BRACKET OF TCMS MC, M, T, Drg. No. 39.3-LRTJ011 Rev. 0 | PCS | 0 | 114 | 114 | 0
260027 | BRACKET OF ETHERNET SWITCH (RELAY), Drg. No 39.3-LRTJ003 Rev.0 | PCS | 0 | 96 | 104 | 0
260028 | BASE PLATE OF RELAY & TCMS T UNDERSEAT, Drg. No. 38.2-LRTJ00702 Rev. B | PCS | 0 | 32 | 32 | 0
260029 | BASE PLATE OF RELAY & TCMS T CABINET, Drg. No. 38.2-LRTJ00703 Rev. B | PCS | 0 | 32 | 32 | 0
260030 | BASE PLATE OF EBCU T CABINET, Drg.No 38.2-LRTJ00802 Rev. B | PCS | 0 | 32 | 32 | 0
260031 | BRACKET OF RPGW, Drg. No 39.3-LRTJ010 Rev.0 | PCS | 0 | 38 | 38 | 0
260032 | BASE PLATE OF DIST & AV PANEL MC (SIDEWALL), Drg. No. 39.2-LRTJ147 Rev.B | PCS | 0 | 32 | 32 | 0
260033 | BASE PLATE OF DIST & AV MC UNDER DRIVER DESK & CABINET, Drg. No. 38.2-LRTJ00902 Rev.A | PCS | 0 | 32 | 32 | 0
260034 | BRACKET OF AMPLIFIER, Drg. No. 39.3-LRTJ006 Rev. 0 | PCS | 0 | 32 | 32 | 0
260035 | BRACKET OF NVR, Drg. No. 39.3-LRTJ007 Rev. 0 | PCS | 0 | 32 | 32 | 0
260036 | BRACKET OF CABLE CPU MASTER, Drg. No. 39.3-LRTJ008 Rev. 0 | PCS | 0 | 32 | 32 | 0
260037 | BASE PLATE OF RELAY & TCMS MC SIDEWALL, Drg. No. 38.2-LRTJ01001 Rev. F | PCS | 0 | 32 | 32 | 0
260038 | BASE PLATE OF RELAY & TCMS MC UNDER DRIVER DESK, Drg. No. 38.2-LRTJ01002 Rev. D | PCS | 0 | 32 | 32 | 0
260039 | BRACKET OF CCU, Drg. No. 39.3-LRTJ1002 Rev.A | PCS | 0 | 38 | 38 | 0
260040 | BASE PLATE OF COMPRESSOR PANEL, Drg. No. 38.2-LRTJ01101 Rev.0 | PCS | 0 | 32 | 32 | 0
260041 | BASE PLATE OF BATTERY CONTROL PANEL , Drg. No. 38.2-LRTJ01201 Rev. 0 | PCS | 0 | 32 | 32 | 0
100023 | Mors Smitt, D-310-L, 4 CO, 220VAC, 60 Hz | PCS | 0 | 8 | 8 | 0
110002 | KSP, FDD2-250 (Skun Fastun 2,5mm) | PCS | R02C | 3345 | 1953 | 1392
420009 | KSP, EN25-16, I NON 25 x 16mm | PCS | R02E | 2950 | 0 | 2950
90016 | Mors Smitt, GR1-430-24-B-S1-0-1-DA-2, 240 VAC (3A) | PCS | 0 | 45 | 45 | 0
90018 | Mors Smitt, GR1-420-24-B-S1-0-1-DA-2, 240 VAC (2A) | PCS | 0 | 36 | 36 | 0
520004 | PLC Direct Logic DO-08TR | PCS | 0 | 1 | 1 | 0
250047 | Cable Gland M32 | PCS | 0 | 0 | 0 | 0
30003 | Schneider , ZB5SZ3 | PCS | R06C | 634 | 560 | 74
320008 | Renovasi bangunan | SET | 0 | 0 | 0 | 0
140012 | Heatshrink white color diameter 25mm | ROLL | R07B | 8 | 0 | 8
270024 | Obeng 5 inchi | UNIT | 0 | 20 | 20 | 0
270025 | Tekiro, Tang Potong | UNIT | 0 | 10 | 10 | 0
270026 | Tekiro, Tang Kombinasi | UNIT | 0 | 5 | 5 | 0
270027 | Tekiro, Kunci Pas 8 | UNIT | 0 | 10 | 10 | 0
270028 | Tekiro, Kunci Pas 10 | UNIT | 0 | 10 | 10 | 0
270029 | Tekiro, Kunci Pas 13 | UNIT | 0 | 10 | 10 | 0
270030 | Tekiro, Kunci Pas 17 | UNIT | 0 | 10 | 10 | 0
270031 | Tekiro, Kunci Pas 19 | UNIT | 0 | 10 | 10 | 0
270032 | Tekiro, Kunci L | SET | 0 | 2 | 2 | 0
270033 | Tekiro, Kunci Bintang | SET | 0 | 2 | 2 | 0
270034 | Tekiro, Kunci Inggris 25 inchi/30 inchi | UNIT | 0 | 2 | 2 | 0
270035 | Heat Gun Bosch | PCS | 0 | 2 | 2 | 0
30032 | SCHNEIDER, RE17RAMU | PCS | L02B | 65 | 62 | 3
30043 | Schneider, RM22-TR33 | PCS | L02B | 20 | 16 | 4
250054 | Cable Gland PG-07 PVC | PCS | 0 | 0 | 0 | 0
360011 | SKUN FEMALE DISCONECTOR 1,25-250 | PCS | 0 | 0 | 0 | 0
110044 | SKUN U 2.5MM NON ISULATED | PCS | 0 | 0 | 0 | 0
110045 | SKUN U 1.5 MM NON ISULATED | PCS | 0 | 0 | 0 | 0
110057 | Skun I 10 MM Non Isulated | PCS | 0 | 0 | 0 | 0
110058 | Skun Y 2 MM Non Isulated | PCS | 0 | 0 | 0 | 0
110053 | SKUN U Non Isulated Kabel 2.5 MM M4 | PCS | 0 | 0 | 0 | 0
110054 | SKUN U Non Isulated Kabel 1.5 MM M4 | PCS | 0 | 0 | 0 | 0
180014 | VINIL 14MM MERAH | M | 0 | 0 | 0 | 0
110012 | Skun I Ferrules 1.5mm Isolasi | PCS | 0 | 0 | 0 | 0
30047 | SCHNEIDER, A9F74110 (1P 10A) | PCS | 0 | 0 | 0 | 0
30068 | Schneider, A9F85110, MCB IC60N 1P 10A CURVA D | PCS | 0 | 26 | 26 | 0
180015 | VINIL 14MM HITAM | M | 0 | 0 | 0 | 0
110034 | SKUN O 1,5-2.5 MM NON INSULATED M8 (PANDUIT) | PCS | R02B | 685 | 291 | 394
110036 | SKUN U NON ISOLASI 2.5MM | PCS | 0 | 0 | 0 | 0
110037 | CABLE SKUN HD GAE 18 | PCS | 0 | 0 | 0 | 0
180016 | VINIL 120 MM MERAH | M | 0 | 0 | 0 | 0
180017 | VINIL 120 MM KUNING | M | 0 | 0 | 0 | 0
180018 | VINIL 120 MM BIRU | M | 0 | 0 | 0 | 0
110038 | ISOLASI KABEL 16 MM KUNING | PCS | 0 | 0 | 0 | 0
110039 | ISOLASI KABEL 16 MM MERAH | PCS | 0 | 0 | 0 | 0
110040 | ISOLASI KABEL 16 MM BIRU | PCS | 0 | 0 | 0 | 0
110041 | KABEL SKUN 16 MM GAE | PCS | 0 | 0 | 0 | 0
110042 | SKUN I NON ISULATED | PCS | 0 | 0 | 0 | 0
180019 | VINIL 10 MM MERAH | M | 0 | 0 | 0 | 0
180020 | VINIL 10 MM HITAM ISOLASI | M | R07B | 100 | 0 | 100
180001 | ISOLASI KERTAS | PCS | 0 | 0 | 0 | 0
390017 | BUSBAR SISIR 1 MTR | PCS | 0 | 0 | 0 | 0
390018 | BUSBAR SISIR 40CM | PCS | 0 | 0 | 0 | 0
250053 | CABLE H07V-K 1X16MM2 GRY | METER | 0 | 0 | 0 | 0
110059 | SKUN HD GAE 10 MM | PCS | 0 | 0 | 0 | 0
110043 | SKUN SC 10 MM | PCS | 0 | 0 | 0 | 0
180025 | VINIL 10mm KUNING ISOLASI | M | 0 | 0 | 0 | 0
180026 | VINIL 10mm BIRU ISOLASI | M | 0 | 0 | 0 | 0
380026 | SPRING WASHER M8 BAJA | PCS | 0 | 0 | 0 | 0
110055 | SKUN HD GAE 50MM | PCS | 0 | 0 | 0 | 0
110056 | SKUN HD GAE 150MM | PCS | 0 | 0 | 0 | 0
110060 | SKUN Y 2 - 4 NON INSULATED | PCS | 0 | 0 | 0 | 0
720010 | Protection Clear 300MM X 200 M Merk Luxking | ROLL | 0 | 0 | 0 | 0
730001 | JASA PENYUSUNAN DOKUMEN ANDALALIN | SET | 0 | 0 | 0 | 0
260074 | Plate Of Propulation Switch Panel Drw. 39.2-DMU011 Rev.A | PCS | 0 | 4 | 4 | 0
260075 | Plate of Auxiliary Switch Panel Drw. 39.2-DMU012 Rev. 0 | PCS | 0 | 4 | 4 | 0
260076 | Plate Of Meter Panel Brake Drw. 39.2-DMU013 Rev. 0 | PCS | 0 | 4 | 4 | 0
260077 | Plate Of Meter Panel 2 Drw. 39.2-DMU014 Rev. B | PCS | 0 | 4 | 4 | 0
260078 | Plate Of Indicator Panel Drw. 39.2-DMU015 Rev.B | PCS | 0 | 4 | 4 | 0
260079 | Plate Of Buzzer Switch Panel Drw. 39.2-DMU016 Rev.B | PCS | 0 | 4 | 4 | 0
260080 | Plate Of PIDS HMI Panel Drw.39.2-DMU017 Rev.A | PCS | 0 | 4 | 4 | 0
260081 | Plate Of PEC Master and Announcer Drw. 39.2-DMU018 Rev. A | PCS | 0 | 4 | 4 | 0
150014 | Panduit, I Ferrules Twin Grey 4mm, FTD81-12-C+ | PCS | R02D | 1150 | 700 | 450
330013 | Laser Marking 1500W | SET | 0 | 1 | 1 | 0
330014 | Pipe Bending | SET | 0 | 1 | 1 | 0
320015 | Hijab Karyawati | PCS | 0 | 0 | 0 | 0
320016 | Pembangunan Kantor PT. Rekaindo Global Jasa Jl. Prambanan No. 29 Madiun | Set | 0 | 0 | 0 | 0
320017 | Desain WEB | SET | 0 | 0 | 0 | 0
10032 | ABB, CT-SDD.22 | PCS | 0 | 3 | 3 | 0
10066 | ABB, SH 201 L-C10 1P 10A | PCS | R02A | 26 | 24 | 2
20047 | WAGO, 2002-1401 | PCS | R09C | 9349 | 400 | 8949
250055 | Lapp, OFLEX TRAIN, 331 600V 1X1.5 MMSQ, BLACK EN 50264-3-1 M 0.6/1kV | METER | R07C | 100 | 0 | 100
250056 | Lapp, OFLEX TRAIN, 331 600V 1X2.5 MMSQ, BLACK EN 50264-3-1 M 0.6/1kV | METER | 0 | 0 | 0 | 0
250057 | Lapp, OFLEX TRAIN, 331 600V 1X4 MMSQ, BLACK EN 50264-3-1 M 0.6/1kV | METER | 0 | 0 | 0 | 0
250058 | Lapp, OFLEX TRAIN, 331 600V 1X10 MMSQ, BLACK EN 50264-3-1 M 0.6/1kV | METER | 0 | 0 | 0 | 0
250059 | Lapp, OFLEX TRAIN, 331 600V 1X25 MMSQ, BLACK EN 50264-3-1 M 0.6/1kV | METER | 0 | 0 | 0 | 0
250060 | Lapp, OFLEX TRAIN, 331 600V 1X50 MMSQ, BLACK EN 50264-3-1 M 0.6/1kV | METER | 0 | 0 | 0 | 0
320019 | CCTV REKAINDO WORKSHOP | SET | 0 | 0 | 0 | 0
320020 | CCTV REKAINDO OFFICE | SET | 0 | 0 | 0 | 0
260072 | Baseplate of JB Roof Drw. No. 39.2-LRTJ164 Rev. 0 | SET | 0 | 115 | 115 | 0
260073 | Baseplate of JB Underframe Drw. No. 39.2-LRTJ163 Rev. A | SET | 0 | 115 | 115 | 0
10098 | ABB, SH201 L-C2, 220 VAC, 1P, 2A | PCS | R02A | 3 | 2 | 1
250027 | CABLE HF-RMSG-RD 0.6/1KV 1,5 mm2 BLACK | M | SUKOSARI | 258340 | 241340 | 17000
250028 | CABLE HF-RMSG-RD 0.6/1KV 2,5 mm2 BLACK | M | R07C + SUKOSARI | 284837 | 228807 | 56030
250029 | CABLE HF-RMSG-RD 0.6/1KV 4 mm2 BLACK, Based EN50264-3-1, 600V 4 mm2 | M | SUKOSARI | 29500 | 16500 | 13000
250030 | CABLE HF-RMSG-RD 0.6/1KV 10mm2 BLACK, Based EN50264-3-1, 600v, 10mm2 | M | SUKOSARI | 6580 | 80 | 6500
250031 | CABLE HF-RMSG-RD 0.6/1KV 16 mm2 BLACK | M | R07C + SUKOSARI | 14126 | 5050 | 9076
250032 | CABLE HF-RMSG-RD 0.6/1KV 25 mm2 BLACK | M | SUKOSARI | 4600 | 100 | 4500
250050 | CABLE HF-RMSG-RD 0.6/1KV 50 mm2 BLACK | M | 0 | 0 | 0 | 0
320021 | PEKERJAAN SIPIL RENOVASI BANGUNAN | SET | 0 | 0 | 0 | 0
30065 | SCHNEIDER, A9R71463 | PCS | 0 | 1 | 1 | 0
30070 | SCHNEIDER, LV429850 4P 100A | PCS | 0 | 1 | 1 | 0
60044 | ZDU 2.5/4AN | PCS | L01B | 300 | 0 | 300
60045 | ZAP/TW3 | PCS | L02D | 50 | 0 | 50
60041 | ZQV 2.5/2 | PCS | L06B | 420 | 0 | 420
440001 | FREQUENCY CONVERTER | PCS | 0 | 0 | 0 | 0
120001 | Klemsan, 551018 60 x 80mm + Cover 551052 | PCS | SUKOSARI | 450 | 12 | 438
120002 | DUCTING 40 x 80 KKC KLEMSAN | PCS | SUKOSARI | 2900 | 1273 | 1627
120003 | DUCTING 25 x 80 KKC KLEMSAN | PCS | SUKOSARI | 345 | 0 | 345
270036 | CNC ROUTER, meliputi Working area X, Y, Z : 1.300mm x 2.500mm x 800mm, Spindle Power : 6 KW, Spindle Manufactures : Italy, Repositioning Resolution : 0,02mm, System Resolutiion : 0,0025mm, X-Y Movement : Rack and Pinion, Gear Drive/Taiwan | SET | 0 | 0 | 0 | 0
90003 | MORS SMITT,GR1-610-16-B-S1-0-1-22-2, 1P, 10A, 110VDC | PCS | 0 | 1860 | 1860 | 0
720011 | RHS 20X40 R100 | SET | 0 | 1 | 1 | 0
720012 | Dia 13.8 R75 | SET | 0 | 1 | 1 | 0
720013 | Dia 17.3 R50 | SET | 0 | 1 | 1 | 0
720014 | Dia 21.7 R100 | SET | 0 | 1 | 1 | 0
720015 | Dia 27.2 R100 | SET | 0 | 1 | 1 | 0
720016 | RHS 25X25 R100 | SET | 0 | 1 | 1 | 0
250026 | CABLE H05V-K 0.75 mm2 Lapp Black | Meter | R05E | 44600 | 44500 | 100
310004 | GU10 LED LAMP RED | PCS | R09E | 933 | 22 | 911
310009 | FITTING SIDE LAMP TYPE D | PCS | R04D + R07D | 1355 | 6 | 1349
10075 | ABB, AX18-30-01, 220/230VAC, 50Hz/60Hz | PCS | R02A | 10 | 5 | 5
10086 | ABB, MS116-6 3, 2 2 KW, 3 POLE 4-6.3A, 220 VAC | PCS | 0 | 38 | 38 | 0
10071 | ABB, S 202-C6 | PCS | L03C | 3 | 1 | 2
10056 | ABB, CA 5X-31M | PCS | R06E | 242 | 242 | 0
110008 | Skun I 0.75mm2 Isolasi | PCS | R01B | 100000 | 1200 | 98800
320022 | EXHAUST FAN 30 Inch | SET | 0 | 0 | 0 | 0
320023 | KIPAS ANGIN DINDING Diameter 30 Inch | PC | 0 | 0 | 0 | 0
320025 | Ember 50 Liter | PC | 0 | 0 | 0 | 0
320026 | Kursi Kerja Elephant | SET | 0 | 0 | 0 | 0
320027 | Kursi Antri 4/Set | SET | 0 | 0 | 0 | 0
320028 | Kawat Kasa 4cm mesh lebar 90cm | METER | 0 | 0 | 0 | 0
320029 | Keset 1M | PCS | 0 | 0 | 0 | 0
320030 | Gantungan Baju isi 6 | PCS | 0 | 0 | 0 | 0
320031 | Cermin 50x100cm | PCS | 0 | 0 | 0 | 0
320032 | Apar 10Kg | UNIT | 0 | 0 | 0 | 0
320024 | Styrofoam Tebal 15mm 4x 8 Inchi | LEMBAR | 0 | 0 | 0 | 0
60046 | WEIDMULLER, ZT 2.5/4 AN/2 1815110000 | PCS | 0 | 0 | 0 | 0
60047 | WEIDMULLER, ZZE ZP 2.5 | PCS | L02D | 70 | 22 | 48
60048 | WEIDMULLER, ZT42AN2 | PCS | 0 | 0 | 0 | 0
60049 | WEIDMULLER, ZAP/TW ZT 2.5/4 AN2 | PCS | L02D | 45 | 0 | 45
60016 | WEIDMULLER, ZVR ZP 2.5 | PCS | 0 | 0 | 0 | 0
650002 | Lemari MOD Drw. 66.2-A17601 Rev.C | SET | 0 | 1 | 1 | 0
650003 | Lemari Feeder Panel Drw. 65.1-L13531 Rev.B | SET | 0 | 1 | 1 | 0
10058 | ABB, CL2-502G, Green, 24 VDC | PCS | R02A | 16 | 3 | 13
10106 | ABB, CL2-502R, Red 24 VDC | PCS | R02A | 11 | 3 | 8
10108 | ABB, MPD4-11B | PCS | 0 | 1 | 1 | 0
10107 | ABB, CL2-523Y | PCS | 0 | 1 | 1 | 0
10079 | ABB, S203M-D63 | PCS | R02A | 10 | 7 | 3
10028 | ABB, CA4-31M | PCS | 0 | 1499 | 399 | 1100
570003 | GAE, Voltmeter 72x72 CT 500V | PCS | 0 | 3 | 3 | 0
570004 | GAE, CT 41 50/5A | PCS | 0 | 3 | 3 | 0
570005 | GAE, Amperemeter CA10-A048/A038 | PCS | 0 | 0 | 0 | 0
40015 | Kraus Naimer, CA10-A048/A038 | PCS | 0 | 0 | 0 | 0
40006 | Kraus Naimer, CA10-A007 With Off | PCS | 0 | 1 | 1 | 0
260082 | Bracket Of Switch Type 1 | SET | 0 | 80 | 80 | 0
260083 | Bracket Of Switch Type 2 | SET | 0 | 80 | 80 | 0
380023 | WASHER PLATE M10 SUS | PCS | 0 | 0 | 0 | 0
380030 | NUT HEX M8 GROUND | PCS | 0 | 0 | 0 | 0
380028 | BOLT M8 X 20 SUS | PCS | R02E | 2000 | 1048 | 952
380029 | WASHER SPRING M8 GROUND | PCS | 0 | 0 | 0 | 0
380027 | WASHER PLATE M8 SUS | PCS | R02E | 3181 | 20 | 3161
380034 | NUT HEX M12 GROUND | PCS | 0 | 0 | 0 | 0
380031 | BOLT HEX M12 SUS | PCS | 0 | 0 | 0 | 0
150016 | PANDUIT, FERRULES I ISO GREY 0,75mm, FSD76-12-D | PCS | R02D | 5000 | 2050 | 2950
150024 | PANDUIT, FERRULES I ISO 1,5mm2 , FSD78 Series | PCS | R02D | 1650 | 1200 | 450
110062 | Skun I Ferrule 10MM2 Non Isolasi | PCS | 0 | 0 | 0 | 0
580006 | Formlabs, Photopolymer Resin Grey, V4 (FLGPGR04) | LITER | L07B | 10 | 1 | 9
10083 | ABB, S 202-C10 | PCS | R02A | 14 | 2 | 12
10109 | ABB, NX 22 E80 | PCS | 0 | 1 | 1 | 0
10110 | ABB, NX 40 E80 | PCS | 0 | 1 | 1 | 0
10111 | ABB, TMF 100 30/36 KA 3 POLE | PCS | 0 | 0 | 0 | 0
270037 | Software Solid Work + Hardware Standart Solidwork yang menggunakan SSD dan monitor 27 Inch | PCS | 0 | 1 | 1 | 0
270038 | Kompressor 1000L/menit + tangki 2000L | SET | 0 | 1 | 1 | 0
440002 | Box Converter | PCS | 0 | 0 | 0 | 0
250061 | CABLE HF-RMSG-RD 0.6/1KV 50mm2 BLACK | METER | 0 | 0 | 0 | 0
380036 | BOLT HEX BAJA M16 x 150 Pitch 1,5 T=12.9 | PCS | 0 | 0 | 0 | 0
380037 | NUT HEX BAJA M16 x 150 Pitch 1,5 T=12.9 | PCS | 0 | 0 | 0 | 0
380038 | WASHER PLATE BAJA M16 x 150 Pitch 1,5 T=12.9 | SET | 0 | 0 | 0 | 0
380039 | WASHER SPRING BAJA M16 x 150 Pitch 1,5 T=12.9 | SET | 0 | 0 | 0 | 0
380040 | WASHER SPRING BAJA M10 x 200 Pitch 1,5 T=10.9 | SET | 0 | 0 | 0 | 0
270040 | Orbital Welding Machine Tube Master 200 | SET | 0 | 0 | 0 | 0
270041 | Orbital Welding Machine TC76 | SET | 0 | 0 | 0 | 0
270042 | Load Bank 30 Kw 3 Phase | SET | 0 | 0 | 0 | 0
30010 | SCHNEIDER, A9F85204, 4A, 2P, D-Curve | PCS | 0 | 0 | 0 | 0
600009 | Cable ties size 4,8 x 300mm (Putih) | PCS | R01E | 2400 | 915 | 1485
110063 | Skun O Non Isolasi 2,5mm M10 | PCS | 0 | 0 | 0 | 0
270295 | Air grinder UG-650 S | PCS | Sukosari | 1 | 1 | 0
270259 | KF Wheel ukuran 100 x 20 x 10 grade 240 | Pcs | R01C | 10 | 2 | 8
270258 | KF Wheel ukuran 100 x 20 x 10 grade 120 | Pcs | R01C | 10 | 2 | 8
320012 | Seragam PD I Celana panjang (Perempuan) | POTONG | 0 | 0 | 0 | 0
320013 | Seragam PD II Kemeja lengan panjang (laki-laki) | POTONG | 0 | 0 | 0 | 0
320014 | Seragam PD II Kemeja lengan panjang (Perempuan) | POTONG | 0 | 0 | 0 | 0
320049 | Seragam PD II Celana (Laki-laki) | POTONG | 0 | 0 | 0 | 0
320050 | Seragam PD II Celana (Perempuan) | POTONG | 0 | 0 | 0 | 0
320051 | Kaos Olahraga Lengan Panjang (Laki-laki) | POTONG | 0 | 0 | 0 | 0
320052 | Kaos Olahraga Lengan Panjang (Perempuan) | POTONG | 0 | 0 | 0 | 0
320053 | Celana Olahraga (Laki-laki) | POTONG | 0 | 0 | 0 | 0
320054 | Celana Olahraga (Perempuan) | POTONG | 0 | 0 | 0 | 0
380041 | BOLT HEX M 20 X 75 BAJA 10 9T DIN 931 | PCS | 0 | 300 | 300 | 0
380042 | NUT HEX M 20 X 75 BAJA 10 9T DIN 931 | PCS | 0 | 300 | 300 | 0
380043 | WASHER SPRING M 20 BAJA | PCS | 0 | 300 | 300 | 0
380044 | WASHER PLATE M 20 BAJA | PCS | 0 | 300 | 300 | 0
380045 | BOLT HEX M 24 X 110 BAJA 10 9T DIN 931 | PCS | 0 | 300 | 300 | 0
380046 | NUT HEX M 24 X 110 BAJA 10 9T DIN 931 | PCS | 0 | 300 | 300 | 0
380047 | WASHER SPRING M 24 BAJA | PCS | 0 | 300 | 300 | 0
380048 | WASHER PLATE M 24 BAJA | PCS | 0 | 300 | 300 | 0
60050 | WEIDMULLER, ZQV 4N/2Jumper | PCS | L06B | 244 | 100 | 144
750001 | Alumunium Plat T1 | PCS | SUKOSARI | 10 | 2 | 8
750002 | Alumunium Plat T2 | PCS | SUKOSARI | 10 | 2 | 8
750003 | Alumunium Plat T3 | PCS | SUKOSARI | 10 | 1 | 9
750004 | Alumunium Plat T4 | PCS | SUKOSARI | 10 | 1 | 9
10112 | ABB, AF09Z-30-10-11 20-60VDC | PCS | 0 | 0 | 0 | 0
10113 | ABB, CM-EFS-2S | PCS | 0 | 0 | 0 | 0
10114 | ABB, AF16-30-10-13, 1NO | PCS | 0 | 0 | 0 | 0
50009 | OMRON, MM2KP 220 VAC | PCS | 0 | 0 | 0 | 0
50010 | OMRON, H3CR-4P OFF DELAY 24 VDC | PCS | 0 | 0 | 0 | 0
100025 | MORS SMITT, TDE4-U201, 1-10s (OFF DELAY) 4CO | PCS | 0 | 0 | 0 | 0
40016 | Kraus Naimer 1P, C10, POS INVT-OFF-GEN | PCS | 0 | 0 | 0 | 0
40017 | Kraus Naimer 1P, C10, POS PSG-WGN | PCS | 0 | 0 | 0 | 0
320034 | Graji Besi + bentangan | PCS | 0 | 0 | 0 | 0
10085 | ABB, MS116-20, 7.5KW, 3 POLE 16-20A, 220 VAC | PCS | R02A | 46 | 46 | 0
320035 | Exhaust Fan AAS 40 KDK | PCS | 0 | 0 | 0 | 0
320036 | Wall Fan CKD | PCS | 0 | 0 | 0 | 0
320037 | Sterefoam/Gabus | Lbr | 0 | 0 | 0 | 0
320038 | Kamper 5x7x4 | PCS | 0 | 0 | 0 | 0
320039 | Triplek 10MM | PCS | 0 | 0 | 0 | 0
320040 | TERPAL 5X7 | PCS | 0 | 0 | 0 | 0
320041 | Paku | KG | 0 | 0 | 0 | 0
320078 | Perlengkapan Cat ( 1 Picolux 1/2 KG, 1 Nippon HG, 1 KG Majun, 1KG Kawat No 12) | SET | 0 | 0 | 0 | 0
320046 | File Cabinet | SET | 0 | 0 | 0 | 0
320055 | Kelengkapan kebersihan (Tempat Sampah) | PCS | 0 | 0 | 0 | 0
320056 | Kelengkapan kebersihan (Keranjang Sampah) | PCS | 0 | 0 | 0 | 0
320057 | Kelengkapan alat kamar mandi (2Ember + 2Kastok + 2Gayung) | SET | 0 | 0 | 0 | 0
320058 | Sapu Swan | PCS | 0 | 0 | 0 | 0
320059 | Sapu Taman | PCS | 0 | 0 | 0 | 0
320060 | Skop Seng | PCS | 0 | 0 | 0 | 0
320061 | Paranet | METER | 0 | 0 | 0 | 0
20053 | WAGO, 885-310 M10 | PCS | 0 | 0 | 0 | 0
20054 | WAGO, 885-546 | PCS | 0 | 0 | 0 | 0
20055 | WAGO, 885-540 | PCS | 0 | 0 | 0 | 0
320062 | Kelengkapan Perbaikan Atap(16 Hollow 2X4 APLUS +16 WALL ANGLE + 4 BENDEL KAWAT) | PCS | 0 | 0 | 0 | 0
320063 | Keset Mihun Biru | METER | 0 | 0 | 0 | 0
320064 | Wall Angle | PCS | 0 | 0 | 0 | 0
320065 | apar co2 9kg | PCS | 0 | 0 | 0 | 0
320066 | Kursi Bandara (4dudukan) | UNIT | 0 | 0 | 0 | 0
320067 | Kursi FTR | PCS | 0 | 0 | 0 | 0
320069 | Kursi Lipat New Star | PCS | 0 | 0 | 0 | 0
320070 | Troly Apar | PCS | 0 | 0 | 0 | 0
320072 | Steker | PCS | 0 | 0 | 0 | 0
320073 | Exhaust Fan Maspion 8 Inch | PCS | 0 | 0 | 0 | 0
320074 | Dispenser Sharp | PCS | 0 | 0 | 0 | 0
320075 | Exhaust Fab AAS 40 KDK | PCS | 0 | 0 | 0 | 0
320076 | Wall Fan CKE | PCS | 0 | 0 | 0 | 0
320079 | Perlengkapan Bangunan(1 lem Astro, 1 Kuas, Gabus 90 Lbr) | SET | 0 | 0 | 0 | 0
320080 | Kawat No.18 | PCS | 0 | 0 | 0 | 0
730003 | Jasa Pembuatan Rak Panel | Hari | 0 | 0 | 0 | 0
320071 | Shock Pipa 3/4 | PCS | 0 | 0 | 0 | 0
320068 | Kursi Lipat New Star | PCS | 0 | 0 | 0 | 0
320077 | Gergaji Besi + Bentangan | PCS | 0 | 0 | 0 | 0
260084 | Bracket Of Sleeper Motor | PCS | 0 | 0 | 0 | 0
20056 | WAGO, 885-410 | PCS | 0 | 0 | 0 | 0
70001 | BINAME, MV65H, 1F1M, M16 | PCS | LUAR | 2227 | 2227 | 0
720017 | PLASTIK WARP 45X500 | ROLL | LUAR | 20 | 7 | 13
680003 | Gas Nitrogen >99.8% | TABUNG | 0 | 0 | 0 | 0
680004 | Gas Oksigen > 99.5% | TABUNG | 0 | 0 | 0 | 0
680005 | Rak Tabung Oksigen dengan 6 Pararel Tabung | SET | 0 | 0 | 0 | 0
680006 | Rak Tabung Nitrogen dengan 16 Pararel Tabung | SET | 0 | 0 | 0 | 0
680007 | Base Anchor (Pondasi dudukan Laser) | PCS | 0 | 34 | 34 | 0
310010 | LAMPU UJUNG (TANPA LAMPU & FEETING) | PCS | 0 | 0 | 0 | 0
270043 | AC 2 PK dan Bracket | SET | 0 | 0 | 0 | 0
750005 | Aluminium 6061, 40 x 20 x 1.6 x 6000 | BATANG | 0 | 0 | 0 | 0
750006 | Aluminium 6061, 20 x 20 x 2 x 6000 | BATANG | 0 | 0 | 0 | 0
750007 | Aluminium 6061, Dia 50 x 3 x 6000 | BATANG | 0 | 0 | 0 | 0
380061 | SPRING WIRE, Dia 0.5 , Shutter Spring | Kg | 0 | 0 | 0 | 0
380062 | SPRING WIRE, Dia 1, Shutter Spring | Kg | 0 | 0 | 0 | 0
380063 | Spring Wire, Dia 1.5, Shutter Spring | Kg | 0 | 0 | 0 | 0
380049 | SUS 304, T0.5 | LEMBAR | SUKOSARI | 5 | 1 | 4
380050 | SUS 304, T1 | LEMBAR | SUKOSARI | 10 | 10 | 0
380051 | SUS 304, T2 | LEMBAR | SUKOSARI | 10 | 6 | 4
380052 | SUS 304, T3 | LEMBAR | SUKOSARI | 10 | 1 | 9
380053 | SUS 304, T4 | LEMBAR | SUKOSARI | 10 | 1 | 9
380054 | SUS 304, T5 | LEMBAR | SUKOSARI | 10 | 0 | 10
380055 | SUS 201, T05 | LEMBAR | SUKOSARI | 5 | 0 | 5
380056 | SUS 201, T1 | LEMBAR | SUKOSARI | 10 | 3 | 7
380057 | SUS 201, T2 | LEMBAR | SUKOSARI | 10 | 0 | 10
380058 | SUS 201, T3 | LEMBAR | SUKOSARI | 10 | 0 | 10
380059 | SUS 201, T4 | PCS | SUKOSARI | 10 | 0 | 10
380060 | SUS 201, T5 | LEMBAR | SUKOSARI | 10 | 2 | 8
720018 | MULTIPLEX, 12mm x 4 feet x 8 feet | LEMBAR | SUKOSARI | 100 | 6 | 94
250062 | CABLE NYAF FIRST CABLE 0.75MM HITAM | M | 0 | 0 | 0 | 0
760001 | Poly Uretan A | KG | 0 | 750 | 750 | 0
760002 | Poly Uretan B | KG | 0 | 450 | 450 | 0
380064 | BOLT M12 X 20 SUS | PCS | 0 | 0 | 0 | 0
320081 | Safety Shoes Size 37 | SET | 0 | 0 | 0 | 0
320082 | Safety Shoes Size 38 King No. KWD 807 | SET | 0 | 0 | 0 | 0
320083 | Safety Shoes Size 39 King No. KWD 807 | SET | 0 | 0 | 0 | 0
320090 | Safety Helmet | PCS | 0 | 0 | 0 | 0
320091 | Tools Belt | PCS | 0 | 0 | 0 | 0
320084 | Safety Shoes Size 41 King No. KWD 807 | SET | 0 | 0 | 0 | 0
320085 | Safety Shoes Size 42 King No. KWD 807 | SET | 0 | 0 | 0 | 0
320086 | Safety Shoes Size 43 King No. KWD 807 | SET | 0 | 0 | 0 | 0
320087 | Safety Shoes Size 44 | SET | 0 | 0 | 0 | 0
320088 | Safety Shoes Size 45 | SET | 0 | 0 | 0 | 0
320089 | Safety Shoes Size 46 | SET | 0 | 2 | 2 | 0
730004 | SEWA WORKSHOP SUKOSARI LT I | TAHUN | 0 | 0 | 0 | 0
730005 | SEWA GUDANG SUKOSARI | TAHUN | 0 | 0 | 0 | 0
730006 | SEWA LT II SUKOSARI | TAHUN | 0 | 0 | 0 | 0
10115 | ABB, S 204-D63 | PCS | 0 | 0 | 0 | 0
10116 | ABB, MS 165-54 | PCS | 0 | 0 | 0 | 0
760003 | Dynabolt, M12 x 150mm | PCS | 0 | 0 | 0 | 0
760004 | Girigen 30 Liter | PCS | 0 | 0 | 0 | 0
760005 | Arde / Grounding, dia 15mmsq, panjang 1500mm (tembaga) | PCS | 0 | 0 | 0 | 0
760006 | Klem Grounding, Klem Cincin 5/8 inch | PCS | 0 | 0 | 0 | 0
760007 | Panel Box, 30 x 40 x 20 | PCS | 0 | 0 | 0 | 0
20057 | WAGO, 282-358 | PCS | 0 | 0 | 0 | 0
40012 | Kraus Naimer CA10, FULL HEAT-HALF HEAT-OFF-AUTO-VENT-HALF-FULL | PCS | 0 | 1 | 1 | 0
20058 | Wago, 2006-1301 | PCS | 0 | 6 | 6 | 0
20059 | Wago, 2006-1392 | PCS | 0 | 1 | 1 | 0
150034 | PANDUIT, G3X3LG6, (82,6 X 79,2)mm + Cover C3LG6 | BATANG | 0 | 0 | 0 | 0
150035 | PANDUIT, G3X3LG6, (44,5 X 79,2)mm + Cover C3LG6 | BATANG | 0 | 0 | 0 | 0
10117 | ABB, MS 165-65 | PCS | 0 | 0 | 0 | 0
270052 | Mesin Las Mig 350A | SET | 0 | 2 | 2 | 0
270053 | Mesin Las Tig 300A | SET | 0 | 1 | 1 | 0
270054 | Bandsaw Machine 24 Inch | UNIT | 0 | 0 | 0 | 0
320092 | Partisi Aluminium Panjang 8mm Tinggi 3m + 2m (tambahan) | SET | 0 | 0 | 0 | 0
320093 | Chain Hoist Hitachi kapasitas 2 Ton Tinggi 6 M | SET | 0 | 0 | 0 | 0
320094 | Connecting Floor dari kantor REKA Plan I ke Plan II Lebar 80cm | SET | 0 | 0 | 0 | 0
650004 | Lemari Panel Pengujian AC | SET | 0 | 0 | 0 | 0
10118 | ABB, S 204M-K63 | PCS | 0 | 0 | 0 | 0
10119 | ABB, S 203M-K63 | PCS | 0 | 0 | 0 | 0
10120 | ABB, S203M-K50, 3P/AC 400VAC | PCS | L03C | 1 | 0 | 1
10121 | ABB, S 203M-K32 | PCS | 0 | 0 | 0 | 0
10122 | ABB, S203M-K20, 3P/AC 380VAC | PCS | L03C | 1 | 0 | 1
270055 | Wire Crimp Pull Force Tester (Force Range : 0-500N. Max.) | PCS | 0 | 1 | 1 | 0
270056 | Cable Rooling Tool (Gambar Terlampir) | SET | 0 | 0 | 0 | 0
30023 | Scheider Electric, Ref XB5AVM3 Green 240 VAC | PCS | 0 | 102 | 102 | 0
10020 | ABB, CR-M110DC-4L , Plugable Relay 110VDC | PCS | 0 | 4691 | 1116 | 3575
40018 | Kraus Naimer, CA10-A048/A038 | PCS | 0 | 1 | 1 | 0
10040 | ABB, AA1-230 Shunt Trip 220VAC | PCS | R06E | 445 | 170 | 275
200001 | Siemens 3RV Motor Stater Protection, 3RV2021-4DA15 , 25A, 3P | PCS | 0 | 10 | 10 | 0
200002 | Siemens, Tripping Character, C 5SY5103-7, 3A 1P | PCS | 0 | 20 | 20 | 0
200003 | Siemens, Tripping Character, C 5SY5104-7 4A 1P | PCS | 0 | 10 | 10 | 0
200004 | Siemens Sirius contactor, 3RT2026-1AP00, 11kW | PCS | 0 | 8 | 8 | 0
200005 | Siemens Over Load Relay, 3RU2126-4DB0 | PCS | L03B | 10 | 8 | 2
20061 | WAGO, 281-915/281-400 | PCS | R03C | 10 | 10 | 0
20062 | WAGO, 281-331 | PCS | R09B | 25 | 20 | 5
200006 | Siemens Solid State Soft Starter, 3RW4026-1BB14 | PCS | 0 | 10 | 10 | 0
20063 | WAGO, 281-329 | PCS | R09B | 25 | 10 | 15
20064 | WAGO, 281-681 4mm2 3 Conductor | PCS | R10B | 150 | 132 | 18
20065 | WAGO, 284-329 | PCS | R09B | 25 | 10 | 15
20066 | WAGO, 284-328 | PCS | R09B | 25 | 10 | 15
20067 | WAGO, 284-901 16mm2 single deck | PCS | R10B | 100 | 88 | 12
20068 | WAGO, 885-110 | PCS | R04C | 480 | 480 | 0
20060 | WAGO, 769-115/021-000, 15 Pole | PCS | 0 | 0 | 0 | 0
270057 | Press Break Machine 130 - 200 Ton Panjang 3,2 M | UNIT | 0 | 0 | 0 | 0
270058 | CNC Spring Forming Machine Steel Wire Dia : 0.4-2.3mm | UNIT | 0 | 1 | 0 | 1
570002 | GAE, Range 0-250 Vac, 72mm-72mm | PCS | 0 | 36 | 36 | 0
760008 | Kawat Las ER70S-6 dia 1.2mm Artic | PCS | 0 | 0 | 0 | 0
760009 | Kawat Las ER5356 dia 1.0mm Noriweld | PCS | 0 | 0 | 0 | 0
110068 | Ferrule Cable Size 2.5mm, Length for Scun 12mm, Blue Colour | PCS | 0 | 0 | 0 | 0
740003 | Monitor Funtoro 12 Inch | PC | 0 | 0 | 0 | 0
250063 | Cable Monitor, Mega LAN + Power 1.6 M | PC | 0 | 0 | 0 | 0
320096 | Deck Floor PT. Rekaindo Workshop Sukosari Lantai 2 (Gambar Terlampir) | SET | 0 | 0 | 0 | 0
570006 | GAE, Amperemeter 72x72 CT 50/5A | PCS | 0 | 1 | 1 | 0
320097 | Harness Table Module (Gambar Terlampir) | SET | 0 | 0 | 0 | 0
740004 | Monitor Funtoro 10 Inch | PCS | 0 | 2 | 2 | 0
740005 | Lengan Monitor Left | PCS | 0 | 2 | 2 | 0
740006 | Lengan Monitor Right | PCS | 0 | 2 | 2 | 0
340001 | LEM, Current Tranducer, LA 305-S/SP6, Ipn = 300A, Ipm = ±800A | PCS | 0 | 0 | 0 | 0
340002 | LEM, Current Tranducer, LTC 350-SF, Ipn = 350 A, Ipm = ±1200 A | PCS | 0 | 0 | 0 | 0
340003 | LEM, Voltage Tranducer, LV 100-2000/SP6, Vpn = 2000 V, Cpm = ±3000V | PCS | 0 | 0 | 0 | 0
340004 | LEM, Current Transducer, LES 15-NP, Ipn = 15 A, Ipm ±51A | PCS | 0 | 0 | 0 | 0
340005 | LEM, Voltage Transducer, LV 25-P, Vpn = 500V, Ipn = 10 Ma, Ipm = ±14mA | PCS | 0 | 0 | 0 | 0
290002 | Mean Well, Isolated Power Supply, DKA30B-15, Vp = 18 V to 36V , Vs = ±15V, P 30 Watt | PCS | 0 | 0 | 0 | 0
290003 | Mean Well, Isolated Power Supply, SPB05B-05, Vp =18 V to 36 V, Vs=5 v, P= 5watt | PCS | 0 | 0 | 0 | 0
630002 | Broadcom, Simplex, Plastic Optical Fiber (POF) Cable 100m, Cable Only, HFBR-RUS100Z | METER | 0 | 0 | 0 | 0
630003 | Broadcom, Simplex Latching Connector, Gray HFBR-4503Z | PCS | 0 | 0 | 0 | 0
630004 | Broadcom, Simplex Latching Connector, Blue HFBR-4513Z | PCS | 0 | 0 | 0 | 0
630005 | Broadcom, Hand Crimper Tool Fiber optic Connectors, HFBR-4597Z | PCS | 0 | 0 | 0 | 0
630006 | Broadcom, Polishing Kit, HFBR-4593Z | SET | 0 | 0 | 0 | 0
60052 | Weidmuller, AEP PGTB 2.5 4C/2 1514450000 | PCS | 0 | 0 | 0 | 0
800001 | SIV Input Switch 2000 VDC, 300A, Double pole | PCS | 0 | 0 | 0 | 0
780001 | Delta Electronics, Isolated power Supply, DH06D2415A, Vp = 18V to 36V, Vs = ±15V, P = 6Watt | PCS | 0 | 0 | 0 | 0
780002 | TE Connectivity, General Purpose Relay SPST-NO, T9GS1L14-24, Vm =480V, Im= 30A Vcoil = 24V | PCS | 0 | 0 | 0 | 0
780003 | Texas Instruments, Isolated Differential OP AMP, AMC1200B, 100kHz Bandwitdth | PCS | 0 | 0 | 0 | 0
790001 | Vishay, Isolated Gate Driver, VO2130, Ipeak = 2.5 A, Td = 400ns | PCS | 0 | 0 | 0 | 0
790002 | Vishay/Ohmite, Wirewound resistor, chassis mount, fixed tubular, 225 W, 50 Ohm | PCS | 0 | 0 | 0 | 0
810001 | Rectifier Diode, Infineon DD435N34K, 3400 V, 435 A | PCS | 0 | 35 | 0 | 35
760010 | HOLLOW ALUMUNIUM UK. 25X25XR2 | PCS | 0 | 0 | 0 | 0
760011 | HOLLOW ALUMUNIUM UK. 20X20XR2 | PCS | 0 | 0 | 0 | 0
760012 | HOLLOW ALUMUNIUM UK. 20X40XR2 | PCS | 0 | 0 | 0 | 0
760013 | ROUND BAR DIAMETER 6 | PCS | 0 | 0 | 0 | 0
60053 | Weidmuller, APGTB 2.5 FT 4C/2 15140300000 | PCS | L02D | 42 | 0 | 42
250064 | Cable, Olflex Train 331 660V PN 15331001 | METER | 0 | 0 | 0 | 0
770001 | NSAD, 32-bit Controller, 110 Vdc Supply, with FO RxTx Digital I/O, Analog I/O, Communication Port | SET | 0 | 0 | 0 | 0
770002 | NSAD, 110V to ±24 min 24W, +15V Min 55W | SET | 0 | 0 | 0 | 0
800002 | AC Output Potential Transformer (ACPT) 3 Phase transformer, ratio 380Vac : 7.696 Vac, 5 VA wye-wye 50 Hz | PCS | 0 | 0 | 0 | 0
810002 | Shizuki, Snubber Capacitor Rectifier, Film Capacitor 1uF, 2000 v | PCS | 0 | 0 | 0 | 0
810003 | Snubber Resistor Rectifier ARCOL Wirewound Resistor 20ohm , 200 Watt | PCS | 0 | 0 | 0 | 0
110069 | Kabel Skun 50 M12 | PCS | 0 | 0 | 0 | 0
60054 | Weidmuller, ZPEB 2.5-2 PN 1712810000 | PCS | 0 | 0 | 0 | 0
60055 | Weidmuller, ZDU 1.5/4AN PN 1775580000 | PCS | 0 | 0 | 0 | 0
60056 | Weidmuller, TRZ 24-230 VUC 2CO AU PN 1123940000 | PCS | 0 | 0 | 0 | 0
50011 | OMRON, D2F-L3-D3 | PCS | 0 | 0 | 0 | 0
670005 | RAYCHEM, RLD-10-6 | PCS | 0 | 0 | 0 | 0
670006 | RAYCHEM, RLD-16-6 | PCS | 0 | 0 | 0 | 0
820001 | Allen-Bradley, 700-HLF1U24 (TB Timing Relay) | PCS | 0 | 0 | 0 | 0
830001 | PI. Porter, PS4-40004-90 Motor Purchased | PCS | 0 | 0 | 0 | 0
670007 | RAYCHEM, RLD-150-16 | PCS | 0 | 0 | 0 | 0
150004 | PANDUIT, LCMA 6-8-C | PCS | 0 | 2998 | 2998 | 0
320098 | Wisata Taman Safari Indonesia II Prigen Pasuruan | SET | 0 | 0 | 0 | 0
320099 | Wisata Ungaran Semarang | SET | 0 | 0 | 0 | 0
320100 | Wisata Bahari Lamongan | SET | 0 | 0 | 0 | 0
320101 | Wisata Jogja-Dieng | SET | 0 | 0 | 0 | 0
840001 | Pipa Gever 5/8 1/4 30m | ROLL | 0 | 0 | 0 | 0
840002 | Pipa SGP, 1/4 Inch (OD13,8mm, ID 7,8mm) | BATANG | 0 | 0 | 0 | 0
840003 | Pipa, SGP 3/8 Inch (OD17,3mm, ID 10,9mm) | BTG | 0 | 0 | 0 | 0
840004 | Pipa SGP 1/2 Inch (OD21,7mm ID 14,3mm) | BTG | SUKOSARI | 50 | 5 | 45
840005 | Pipa SGP 3/4 Inch (OD27, 2mm, ID 19,4mm) | BTG | SUKOSARI | 50 | 9 | 41
840007 | STGP, 1/2 Inch (OD21,7mm, ID14,3mm) | BTG | 0 | 0 | 0 | 0
840006 | Pipa SGP 1 Inch (OD34mm, ID 25mm) | BTG | SUKOSARI | 50 | 1 | 49
840008 | STGP, 1 Inch (OD34mm, ID25mm) | BTG | 0 | 0 | 0 | 0
840009 | Pipa Diameter 16 | BTG | 0 | 0 | 0 | 0
840010 | Pipa SGP 1 Inch SCH 80 | BTG | 0 | 0 | 0 | 0
840011 | Pipa SGP 1/2 Inch SCH 80 | BTG | 0 | 0 | 0 | 0
840012 | Pipa SGP 1/4 Inch SCH 80 | BTG | 0 | 0 | 0 | 0
840013 | Pipa SGP 3/4 Inch SCH 80 | BTG | 0 | 0 | 0 | 0
760014 | IWF 150 x 75 x 6.5 x 12000 | BATANG | 0 | 0 | 0 | 0
760015 | Hollow 50 x 70 x 2.5 x 6000 | BATANG | 0 | 0 | 0 | 0
760016 | Hollow 40 x 40 x 2.5 x 6000 | BATANG | 0 | 0 | 0 | 0
260085 | Plate T 12 x 4 feet x 8 feet | LEMBAR | 0 | 0 | 0 | 0
260086 | Plate T 9 x 4 feet x 8 feet | LEMBAR | 0 | 0 | 0 | 0
260087 | Plate T 6 x 80 x 150 | LEMBAR | 0 | 0 | 0 | 0
260088 | Cheker Plate 3mm x 4 feet x 8 feet | LEMBAR | 0 | 0 | 0 | 0
760017 | UNP 100 x 50 x 5 x 6000 | BATANG | 0 | 0 | 0 | 0
760018 | Tapping Plate 4.5 x 45 x 89 | PCS | 0 | 0 | 0 | 0
760019 | Kawat Las dia 0.8mm | KG | 0 | 0 | 0 | 0
520005 | SOCKET D0-16ND3 | PCS | 0 | 1 | 1 | 0
20069 | WAGO 787-1722 Eco series, 220 VAC 50 Hz to 24 VDC 5 A | PCS | R05B | 40 | 40 | 0
20070 | WAGO 788-315, Input voltage 110 VDC with 2 C/O Contact (Rating 8 A) | PCS | R05B | 40 | 40 | 0
20071 | WAGO 788-312, Input voltage 24 VDC with 2 C/O Contact (Rating 8 A) | PCS | R05B | 160 | 160 | 0
20072 | WAGO 858-508, Input voltage 230 VAC with 4 C/O Contact (Rating 5 A) | PCS | R05B | 120 | 120 | 0
20073 | WAGO Main CPU 750-852, 24 VDC Supply Voltage, 512 Kb Program Memory and 256 Kb Data Memory | PCS | 0 | 0 | 0 | 0
20074 | WAGO 750-602, Extended power supply for I/O PLC terminal | PCS | R05C | 40 | 40 | 0
20075 | WAGO 750-1405, 16 channel Digital Input, Operating voltage 24 VDC, 3 ms scan time | PCS | R05C | 80 | 80 | 0
20076 | WAGO 750-515, 4 channel Relay Output, Operating voltage 250 VAC / 2 A | PCS | R05C | 200 | 200 | 0
20077 | WAGO 750-652, Serial interface RS232/RS485 1 TxD/1RxD | PCS | R05B | 40 | 40 | 0
20078 | WAGO 750-464, 2/4 channel Resistance Measurements for PT-100 | PCS | R05C | 40 | 40 | 0
20079 | WAGO 750-600, End Module | PCS | R05C | 40 | 40 | 0
30071 | Schneider, LC1F630V7, 3P 440VAC | PCS | 0 | 0 | 0 | 0
320102 | Poster safety | PCS | 0 | 0 | 0 | 0
260089 | Plate T=2.3mm x 4 feet x 8 feet | LEMBAR | 0 | 0 | 0 | 0
760020 | Hollow T=2.3mm, 40x40mm 6M | BATANG | 0 | 0 | 0 | 0
760021 | Profil L T=3.2mm 25x25mm 6M | BATANG | 0 | 0 | 0 | 0
750008 | Rel Aluminium T=2mm, 1000x20x12mm 6M | BATANG | 0 | 0 | 0 | 0
720019 | MULTIPLEX, 12mm x 4 feett x 8 feet semi meranti | Lmbr | SUKOSARI | 50 | 26 | 24
380067 | Bolt M4 x 25 | PCS | 0 | 0 | 0 | 0
380068 | NUT M4 | PCS | 0 | 0 | 0 | 0
380069 | Bolt M2 x 25 | PCS | 0 | 0 | 0 | 0
380070 | CSK M2 x 12 | PCS | 0 | 0 | 0 | 0
380071 | NUT M2 | PCS | 0 | 0 | 0 | 0
380072 | Washer Spring M2 | PCS | 0 | 0 | 0 | 0
760022 | Regulator Nitrogen | UNIT | 0 | 0 | 0 | 0
50012 | OMRON, LY2N, 24VDC, Made In Japan | PCS | 0 | 156 | 156 | 0
50013 | OMRON, Socket For Relay LY2N, TYPE PTF08A, Made In Japan | PCS | 0 | 156 | 156 | 0
850001 | Honeywell, AC/DC Hour Meters LM Series | PCS | 0 | 0 | 0 | 0
660002 | Serial Cable Connection for HMI Proface PFXGP4116T2D | METER | R05D | 40 | 32 | 8
660001 | Proface PFXGP4116T2D Serial RS422/485 X 1 4.3 inch | PCS | R05D | 42 | 42 | 0
760028 | Mesin water cooler REDBO | Unit | 0 | 1 | 1 | 0
760029 | Tig aluminium 5356 1.6 | Pack | 0 | 10 | 10 | 0
760030 | Tungsten Hijau 1.6 (Aluminium) | PCS | 0 | 10 | 10 | 0
760031 | Tungsten merah 2.4 (Besi) | PCS | 0 | 10 | 10 | 0
20080 | WAGO, 885-566 | PCS | 0 | 0 | 0 | 0
210011 | Harting Cable Lamp PN 61030000044 | PCS | 0 | 0 | 0 | 0
210012 | Harting Coax Contact Video Female PN 09150013113 | PCS | 0 | 0 | 0 | 0
210013 | Harting Quintax Contact Audiofemale PN 09150043113 | PCS | 0 | 0 | 0 | 0
210014 | Harting Crimp Contact Data Female PN 09670005476 | PCS | 0 | 0 | 0 | 0
210015 | Harting Crimp Audio Female PN 09150006226 | PCS | 0 | 0 | 0 | 0
210016 | Harting Hinged 3 Module Female PN 09140100313 | PCS | 0 | 0 | 0 | 0
210017 | Harting Han Gigabit Insert Data Female PN 09140083111 | PCS | 0 | 0 | 0 | 0
210018 | Harting Han Module Adapter Data Female PN 09140013111 | PCS | 0 | 0 | 0 | 0
210019 | Harting Insert Module Video Audio Female PN 09140023101 | PCS | 0 | 0 | 0 | 0
210020 | Harting housing PN 09300100303 | PCS | 0 | 0 | 0 | 0
270059 | Sikmat Mitutoyo 200mm | PCS | 0 | 0 | 0 | 0
270060 | Sikmat Mitutoyo 300mm | PCS | 0 | 0 | 0 | 0
270005 | Mata Bor dia 3.2mm material HSS | PCS | 0 | 30 | 13 | 17
270006 | Mata Bor dia 4.2mm material HSS | PCS | 0 | 50 | 27 | 23
50015 | OMRON, H3CR-A8, 100-240VAC 8 pin ON delay timer relay with 100-240 VAC 50/60 hz voltage supply | PCS | 0 | 15 | 0 | 15
50016 | OMRON, SOCKET P2CF-08 | PCS | 0 | 15 | 15 | 0
40021 | KRAUS&NAIMER, CA10.A511 POS SIGNAL LAMP 1-OFF-SIGNAL LAMP 2 | PCS | 0 | 15 | 15 | 0
40022 | KRAUS&NAIMER, CA10 RIF247 OFF-VENT-HALF-FULL | PCS | 0 | 15 | 15 | 0
30069 | Schneider, ZBE-101 | PCS | 0 | 60 | 60 | 0
30073 | Schneider, ZBY6102 | PCS | 0 | 30 | 30 | 0
30067 | Schneider, ZBY 5100 | PCS | R04A | 177 | 0 | 177
30024 | SCHNEIDER, XB5AVM4, RED 240VAC | PCS | 0 | 66 | 66 | 0
90019 | Mors Smitt, GR3-460-46-B-A1-1-1-3A-2 | PCS | R02A | 1 | 0 | 1
30074 | Schneider, A9F85332 3P 380 VAC 32A | PCS | 0 | 15 | 15 | 0
60058 | Weidmuller, PRO MAX 480W, 24 VDC 40 A PN 1478200000 | PCS | 0 | 0 | 0 | 0
10147 | ABB, S201M-ZIUC 2A 1P | PCS | 0 | 18 | 18 | 0
10148 | ABB, S203 -C3 | PCS | 0 | 2 | 2 | 0
10131 | ABB, S203-C2 3P, 2A, 380 VAC | PCS | 0 | 12 | 12 | 0
810004 | TE750B33RJ, Wirewound Resistors 33 Ohms 750 watt | PCS | 0 | 0 | 0 | 0
810005 | Electronicon, E62.C81-102E40 Snubber Capacitor Rectifier, Film Capacitor 1uF, 2800 v | PCS | 0 | 0 | 0 | 0
80037 | APT, LA39-C1-20TD/G23 | PCS | 0 | 12 | 12 | 0
80038 | APT, LA39-C1-20XD/G23 | PCS | 0 | 9 | 9 | 0
80039 | APT, AD16-CJ/G23 | PCS | 0 | 6 | 6 | 0
320103 | Product Design Collection IC Comercial New Multi - User ELD Annual Subscription | LICENCES | 0 | 0 | 0 | 0
10146 | ABB, S201M-ZIUC 1A 1P | PCS | 0 | 0 | 0 | 0
260091 | Base Plate of AV Panel T1 & T2 Drawing No. 39.2-PNR001 Rev. 0 (Drawing Terlampir) | SET | 0 | 15 | 15 | 0
260092 | Base Plate of AC Panel T1 & T2 Drawing No. 39.2-PNR002 Rev. 0 (Drawing Terlampir) | SET | 0 | 15 | 15 | 0
260093 | Base Plate of Panel Distribusi T1 Drawing No. 39.2-PNR003 Rev. 0 (Drawing Terlampir) | SET | 0 | 12 | 12 | 0
260094 | Base Plate of Panel Distribusi T2 Drawing No. 39.2-PNR004 Rev. 0 (Drawing Terlampir) | SET | 0 | 3 | 3 | 0
440003 | Box Filter Drawing No. 24.7-REKA003 (Drawing terlampir) | SET | 0 | 0 | 0 | 0
30075 | Schneider, RXM4AB1FD | PCS | R05B | 40 | 40 | 0
30076 | Schneider, Socket RXM4AB1FD | PCS | R05B | 40 | 40 | 0
20081 | WAGO Main CPU 750-862, 24 VDC Supply Voltage, 512 Kb Program Memory and 256 Kb Data Memory | PCS | R05C | 40 | 40 | 0
260005 | Plate of OBCU | PCS | 0 | 4 | 3 | 1
160006 | VDO, 2 Hole Flange Hour Meter, 220 VAC | PCS | L04A | 10 | 0 | 10
320104 | Sandaran dan dudukan Kursi | PCS | 0 | 0 | 0 | 0
320105 | Hand rest | PCS | 0 | 0 | 0 | 0
320106 | Folding Table | PCS | 0 | 0 | 0 | 0
320107 | Hand Stacker 1 Ton | SET | 0 | 0 | 0 | 0
750009 | Machining Back Rest- House 1 Part No. 11110 material aluminium & SUS (drawing terlampir) | SET | 0 | 10 | 10 | 0
750010 | Machining Leg Rest- House 2 Part No. 11111 material aluminium & SUS (drawing terlampir) | SET | 0 | 10 | 10 | 0
750011 | Machining Back Rest-Shaft Part No. 11112 material aluminium & SUS (drawing terlampir) | SET | 0 | 10 | 10 | 0
750012 | Machining Back Rest- Gear Box House Part No. 11113 material aluminium & SUS (drawing terlampir) | SET | 0 | 10 | 10 | 0
750013 | Machining Leg Rest- House Part No. 11114 material aluminium & SUS (drawing terlampir) | SET | 0 | 10 | 10 | 0
320108 | Wearpack Safety | SET | 0 | 0 | 0 | 0
270013 | Mata Bor dia 5.2mm material HSS | PCS | R01D | 20 | 7 | 13
270014 | Mata Bor dia 6.8mm material HSS | PCS | R01D | 10 | 3 | 7
270063 | Mata Bor dia 8.5mm material HSS | PCS | R01E | 10 | 2 | 8
270064 | Mata Bor dia 10.5mm material HSS | PCS | R01D | 10 | 2 | 8
270065 | Machine tap pendek M.04 material HSS | PCS | R01D | 10 | 8 | 2
270066 | Machine tap pendek M.05 material HSS | PCS | R01D | 10 | 8 | 2
270067 | Machine tap pendek M.06 material HSS | PCS | R01D | 10 | 4 | 6
270068 | Machine tap pendek M.08 material HSS | PCS | R01D | 5 | 4 | 1
270069 | Machine tap pendek M.10 material HSS | PCS | R01D | 5 | 0 | 5
270070 | Machine tap pendek M.12 material HSS | PCS | R01D | 5 | 0 | 5
50017 | OMRON, SOCKET 11PFA | PCS | 0 | 0 | 0 | 0
50018 | OMRON, SOCKET P2CF-11 | PCS | 0 | 0 | 0 | 0
910001 | SIGNAL TRANSMITER, S4 DT-D (SIGNAL FUEL SENSOR) | PCS | 0 | 0 | 0 | 0
910002 | DC CONVERTER 24VDC, PCMD 250V 24S 24W, 252W, 24 VDC TO 24 VDC | PCS | 0 | 0 | 0 | 0
250067 | CABLE HF-RMSG-RD 0.6/1KV 6 mm2 BLACK | M | 0 | 300 | 300 | 0
270044 | Revitalisasi Mesin Robotic Welding | SET | 0 | 1 | 1 | 0
920001 | RAK BAGASI | SET | 0 | 14 | 14 | 0
100006 | MORS SMITT, CU-204-B-Lr | PCS | 0 | 2852 | 2852 | 0
100010 | MORS SMITT, Socket V17 | PCS | 0 | 2852 | 2852 | 0
90004 | MORS SMITT, GR1-460-26-B-S1-0-1-DA-2, 220 VAC (6A) | PCS | 0 | 186 | 186 | 0
260095 | Plate of Indicator Lamp Drawing No. 39.2-PNR005 Rev 0 (Drawing terlampir) | SET | 0 | 3 | 3 | 0
260096 | Plate of Switch Panel Drawing No. 39.2-PNR006 Rev 0 (Drawing terlampir) | SET | 0 | 0 | 0 | 0
920002 | AC output Potential Transformer ACPT, 3 Phase Trasformer, ratio 380 V: 7.696V, 5VA, wye-wye | PCS | 0 | 0 | 0 | 0
930001 | Mersen, Heatsink heatpipe Customize | SET | 0 | 0 | 0 | 0
270045 | Promecam-Amada-European Type P.150-88-R3 42Cr | PCS | 0 | 0 | 0 | 0
270046 | Promecam-Amada-European Type P.196-88-R06 C45 | PCS | 0 | 0 | 0 | 0
270047 | Promecam-Amada-European Type P.130-45-R6 C45 | PCS | 0 | 0 | 0 | 0
270048 | Promecam-Amada-European Type P.147-26-R08 42Cr | PCS | 0 | 0 | 0 | 0
270049 | Promecam-Amada-European Type PU.115-14 C45 | PCS | 0 | 0 | 0 | 0
270050 | Promecam-Amada-European Type M60-90-02 C45 | PCS | 0 | 0 | 0 | 0
270051 | Promecam-Amada-European Type M60-85-32 C45 | PCS | 0 | 0 | 0 | 0
270071 | Promecam-Amada-European Type M60-85-40 C45 | PCS | 0 | 0 | 0 | 0
270072 | Promecam-Amada-European Type M60-85-50 C45 | PCS | 0 | 0 | 0 | 0
270073 | Promecam-Amada-European Type M75-85-63 C45 | PCS | 0 | 0 | 0 | 0
270074 | Promecam-Amada-European Type M80-45-40 C45 | PCS | 0 | 0 | 0 | 0
270075 | Promecam-Amada-European Type T120-16-88 C45 | PCS | 0 | 0 | 0 | 0
270076 | Promecam-Amada-European Type M460-R (50-C45) | PCS | 0 | 0 | 0 | 0
270077 | Promecam-Amada-European Type M460-R (15-C45) | PCS | 0 | 0 | 0 | 0
270078 | Promecam-Amada-European Type PS.135-85-R08 (15-C45) | PCS | 0 | 0 | 0 | 0
430004 | Isolator Board M8 Diameter 18 tinggi 40 | PCS | 0 | 0 | 0 | 0
250070 | Output high voltage cable, HV Cable, 80mm?, 2000 V, 240 A | MTR | 0 | 0 | 0 | 0
250068 | Input high voltage cable, HV Cable, 35mm?, 2000 V, 150 A | MTR | 0 | 0 | 0 | 0
250069 | High voltage low current cable, HV Cable, 5.5mm?, 2000 V, 20 A | MTR | 0 | 0 | 0 | 0
320118 | Pekerjaan tambahan pembangunan PT. Rekaindo Global Jasa (Dinas umum) | SET | 0 | 0 | 0 | 0
270079 | Trial bending pipe ASTM B280-HR 0,88 x ¯12,7 (Sesuai drawing terlampir) | UNIT | 0 | 1 | 1 | 0
270080 | Trial bending pipe ASTM B280-HR 1,04 x ¯15,9 (Sesuai drawing terlampir) | UNIT | 0 | 1 | 1 | 0
270081 | Trial bending pipe ASTM B280-HR 1,21 x ¯19,1 (Sesuai drawing terlampir) | UNIT | 0 | 1 | 1 | 0
270082 | Trial bending pipe ASTM B280-HR 1,21 x ¯22,2 (Sesuai drawing terlampir) | UNIT | 0 | 1 | 1 | 0
270083 | Trial bending pipe ASTM B280-HR 1,39 x ¯25,4 (Sesuai drawing terlampir) | UNIT | 0 | 1 | 1 | 0
270084 | Trial bending pipe ASTM B280-HR 1,39 x ¯31,8(Sesuai drawing terlampir) | UNIT | 0 | 1 | 1 | 0
270085 | Orbital welding (spesifikasi terlampir) | UNIT | 0 | 0 | 0 | 0
80040 | APT, LA39-C1-11D/G23-RW Push Button, Green | PCS | 0 | 0 | 0 | 0
80041 | APT, LA39-C1-11D/R23-RW Push Button, Red | PCS | 0 | 0 | 0 | 0
80044 | APT, LA39-C1-11XD/G23-RW Ilumminated Green Lamp 24 VDC | PCS | 0 | 0 | 0 | 0
80042 | APT, LA39-C1-11D/Y23-RW Push Button, Yellow | PCS | 0 | 0 | 0 | 0
80043 | APT, LA39-C1-11XD/Y23 Ilumminated Green Lamp 24 VDC | PCS | 0 | 0 | 0 | 0
730007 | Jasa pemasangan bordes lt II gudang Sukosari & pemasangan compressor kantor Jl. Candi Sewu | SET | 0 | 0 | 0 | 0
730008 | Jasa pemasangan jaringan pipa compressor | SET | 0 | 0 | 0 | 0
730009 | Jasa pendampingan pembuatan software manajemen REKA (selama 10 bulan) | SET | 0 | 0 | 0 | 0
270086 | Promecam-Amada-European Type C16-10 C45 | PCS | 0 | 0 | 0 | 0
840014 | Pipa dia. 2,5 Inch x 6000 SCH 80 Seamlees | Btg | 0 | 0 | 0 | 0
840015 | Pipa Dia. 1 Inch x 6000 SCH 60 Seamlees | Btg | 0 | 0 | 0 | 0
840016 | Pipa tabung terminal dia. 5 Inch x 500 SCH 80 | Btg | 0 | 0 | 0 | 0
840017 | Pipa sambungan niple dia 1/2 Inch X 30 diulir 1 sisi | Btg | 0 | 0 | 0 | 0
840018 | Elbow dia 2,5 Inch sch 80 weldid | PCS | 0 | 5 | 5 | 0
840019 | Elbow dia 1 Inch sch 80 weldid | PCS | SUKOSARI | 2 | 2 | 0
320119 | Flends untuk pipa 2,5 Inch | SET | 0 | 5 | 5 | 0
320120 | Rubber packing untuk pipa 2,5 Inch | PCS | 0 | 5 | 5 | 0
320121 | Niple (standard market) | PCS | 0 | 0 | 0 | 0
320122 | Reduser 1 inch to 1/2 inch (standard market) | PCS | 0 | 1 | 1 | 0
320123 | Drain valve / kran (standard market) | PCS | 0 | 0 | 0 | 0
260097 | Steel plate tembaga 20 x 1200 x 2400 | SHT | 0 | 0 | 0 | 0
260098 | Steel plate tembaga 12 x 70 x 2400 | PCS | 0 | 0 | 0 | 0
260099 | Steel plate tembaga 3 x 142 x 2400 | PCS | 0 | 0 | 0 | 0
260100 | Steel plate tembaga 12 x 33 x 3000 | PCS | 0 | 0 | 0 | 0
260101 | Steel plate tembaga 12 x 35 x 3000 | PCS | 0 | 0 | 0 | 0
260102 | Steel plate tembaga 12 x 38 x 3000 | PCS | 0 | 0 | 0 | 0
260103 | Steel plate tembaga 12 x 22 x 3000 | PCS | 0 | 0 | 0 | 0
260104 | Steel plate tembaga 12 x 179 x 490 | PCS | 0 | 0 | 0 | 0
260105 | Steel plate tembaga 12 x 45 x 90 | PCS | 0 | 0 | 0 | 0
260106 | Steel plate tembaga 12 x 50 x 90 | PCS | 0 | 0 | 0 | 0
270087 | Rack gear # 7 x 13 x 185mm Mat. S 45 C + UCP (sesuai contoh) | PCS | 0 | 6 | 6 | 0
270088 | Spur gear OD. 30 x 9.3mm Z.28 M.1 Mat. S 45 C (sesuai gambar) | PCS | 0 | 3 | 3 | 0
940001 | JAE, TE33-8-16S | PCS | 0 | 0 | 0 | 0
940002 | JAE, TE34-8-16P | PCS | 0 | 0 | 0 | 0
260107 | Steel plate SUS 304, T 4,5 x 4 feet x 8 feet | SHT | 0 | 0 | 0 | 0
950001 | Gas Spring Length 205mm | PCS | 0 | 0 | 0 | 0
110071 | Kabel Skun 50 | PCS | 0 | 0 | 0 | 0
10153 | ABB, TMAX T5N630 R630 | PCS | 0 | 0 | 0 | 0
40023 | KRAUS NAIMER CA10, OFF-AUTO-HALF-FULL | PCS | R04B | 40 | 40 | 0
10154 | ABB, S803C-C100 | PCS | 0 | 0 | 0 | 0
10155 | ABB, S202 C8 | PCS | 0 | 0 | 0 | 0
10156 | ABB, MS116-10, 4kW, 6.3-10A, 3P, 400 VAC | PCS | 0 | 13 | 13 | 0
10157 | ABB, AX25-30-10 220-230V | PCS | R04E | 160 | 160 | 0
10060 | ABB, CA5X-10 | PCS | R06B | 256 | 184 | 72
10158 | ABB, CT-ERS 22S | PCS | 0 | 0 | 0 | 0
20084 | Wago, 885-566 | PCS | 0 | 0 | 0 | 0
670008 | RAYCHEM, RLLB-185-16 | PCS | R13C | 480 | 0 | 480
840020 | Pipa dia 1/2 Inch SCH 80 Seamless | BTG | SUKOSARI | 50 | 3 | 47
840021 | Pipa dia 3/4 Inch SCH 80 Seamless | BTG | SUKOSARI | 50 | 0 | 50
840022 | Pipa dia 1 Inch X 6 M SCH 80 Seamless | BTG | SUKOSARI | 50 | 5 | 45
840023 | Pipa dia 3 Inch | BTG | 0 | 0 | 0 | 0
320124 | Autodesk Inventor | Unit | 0 | 0 | 0 | 0
320125 | Autodesk Autocad | Unit | 0 | 0 | 0 | 0
100026 | MORS SMITT, D-U204 110 VDC | PCS | L05D | 35 | 19 | 16
320126 | Solidworks | Unit | 0 | 0 | 0 | 0
260108 | Steel Plate Zinc (Seng) T 0.8 x 1200 x 2400 | SHT | 0 | 0 | 0 | 0
750014 | Alumunium Plate AL 5083, 1.5 x 1200 x 2400 | SHT | 0 | 0 | 0 | 0
920003 | Inner Cover R | PCS | 0 | 1 | 1 | 0
920004 | Inner Cover L | PCS | 0 | 1 | 1 | 0
920005 | Outer Cover R | PCS | 0 | 1 | 1 | 0
920006 | Outer Cover L | PCS | 0 | 1 | 1 | 0
920007 | End Cap | PCS | 0 | 2 | 2 | 0
920008 | Arm Rest R | PCS | 0 | 1 | 1 | 0
920009 | Arm Rest L | PCS | 0 | 1 | 1 | 0
920010 | Separator Seat | PCS | 0 | 1 | 1 | 0
920011 | Engsel Arm Rest | PCS | 0 | 2 | 2 | 0
920012 | Plate SUS + Pemasangan | PCS | 0 | 2 | 2 | 0
920013 | Fix table R | PCS | 0 | 1 | 1 | 0
920014 | Extension Table L | PCS | 0 | 1 | 1 | 0
920015 | Fix Table L | PCS | 0 | 1 | 1 | 0
920016 | Table Plate L | PCS | 0 | 1 | 1 | 0
920017 | Extension Table R | PCS | 0 | 1 | 1 | 0
920018 | Table Plate R | PCS | 0 | 1 | 1 | 0
920019 | Holder Separator | PCS | 0 | 1 | 1 | 0
920020 | Sandaran Dudukan Tanpa Foam | PCS | 0 | 0 | 0 | 0
920021 | Oskar Kulit Warna Biru | PCS | 0 | 0 | 0 | 0
920022 | Oskar Kulit Warna Abu-Abu | PCS | 0 | 0 | 0 | 0
950002 | Gas Spring Length 245mm | PCS | 0 | 0 | 0 | 0
960001 | Hitachi, 3300V, 2.0mm? | METER | 0 | 0 | 0 | 0
960002 | Hitachi, 3300V, 50mm?, screened | METER | 0 | 0 | 0 | 0
960003 | Hitachi, 3300V, 100mm?, screened | METER | 0 | 0 | 0 | 0
960004 | Hitachi, 600V, 100mm? | METER | 0 | 0 | 0 | 0
960005 | Hitachi, 600V, 2.0mm? | METER | 0 | 0 | 0 | 0
960006 | Hitachi, 600V, 2.0mm?, color: green yellow strip (ground cable color) | METER | 0 | 0 | 0 | 0
260109 | Plate T=3,2mm 1200 x 2400mm steel mild | Lmbr | SUKOSARI | 3 | 3 | 0
260110 | Plate T=2,3mm 1200 x 2400mm steel mild | Lmbr | SUKOSARI | 4 | 4 | 0
760032 | Frame Hollow T=2,3mm 50 x 50mm Steel mild | Btg | SUKOSARI | 7 | 7 | 0
760033 | Profil L T=2,3mm 45 x 45mm Steel mild | Btg | SUKOSARI | 1 | 1 | 0
980001 | Radox, multi-core screened, 300V, 4 x 1mm? item no: 12586113 | METER | 0 | 0 | 0 | 0
980002 | Radox, multi-core screened, 300V, 2 x 1mm? item no: 12586111 | METER | 0 | 0 | 0 | 0
980003 | Radox, single-core screened, 300V, 1x 1mm?, item no: 84097980 | METER | 0 | 0 | 0 | 0
30082 | Schneider, RXM4AB2FD | PCS | 0 | 0 | 0 | 0
210021 | Harting D-Sub, MA Awg 18-22 Male Crimp Contact PN : 09670003576 | PCS | 0 | 0 | 0 | 0
210022 | Harting Crimp Female Contact For D-Sub, PN : 09 67 000 3476 | PCS | 0 | 0 | 0 | 0
10159 | ABB, AF40-30-00-13, 3 pole contactor 18,5 kW CURRENT 70 A On 40 C ambient, 100 to 250 VAC 50/60 Hz Coil Voltage Operating voltage 3 phase 440 VAC 60 Hz | PCS | 0 | 0 | 0 | 0
10160 | ABB, EF65-70, Setting range 25 to 70 A Trip class selectable 10E, 20E, 30E Auto or manual trip selectable Operating voltage 3 phase 440 VAC 60 Hz | PCS | 0 | 0 | 0 | 0
10161 | ABB, S803S-D80, D-Curve miniature circuit breaker 3 pole 80 A, Breaking capacity 30kA, Operating voltage 3 phase 440 VAC 60 Hz | PCS | 0 | 0 | 0 | 0
10162 | ABB, S202-D6 D-Curve miniature circuit breaker 2 pole 6 A, breaking capacity 20kA | PCS | 0 | 0 | 0 | 0
10163 | ABB, S202-D8 D-Curve miniature circuit breaker 2 pole 8 A, breaking capacity 20kA | PCS | 0 | 0 | 0 | 0
10164 | ABB, S201-D6 D-Curve miniature circuit breaker 1 pole 6 A, breaking capacity 20kA | PCS | 0 | 0 | 0 | 0
170002 | Saginomiya ALE-SD22-011, 2 Step Function, 220 VAC 50Hz Part Number A15517R11 (Spesifikasi Terlampir) | PCS | 0 | 0 | 0 | 0
170003 | Saginomiya temperatur sensor, TEK-83H601 (Spesifikasi Terlampir) | PCS | 0 | 0 | 0 | 0
1010001 | Electronic motor protection relay, Mitsubishi ET-N60-20A Setting range 5 to 20A Coil voltage 100 VAC 60 Hz Operating voltage 3 phase 440 VAC 60 Hz | PCS | 0 | 0 | 0 | 0
110072 | Skun DBVS 2-18 Skun for 1,5 - 2,5mm cable | PCS | 0 | 0 | 0 | 0
110073 | Skun DBVS 5,5 - 18 Skun for 2,5 - 6mm cable | PCS | 0 | 0 | 0 | 0
10165 | ABB, MS 165-52, 3 pole 22kW 30 to 42 A operating voltage 3 phase 440 VAC 60 Hz Breaking capacity 50 Ka | PCS | 0 | 0 | 0 | 0
10166 | ABB, CA4-31 ERT, 3 NO + 1 NC contact rated operational voltage 24 to 127 VAC 6A suitable for AF09 to AF96 | PCS | 0 | 0 | 0 | 0
10167 | ABB, EF19-18.9, Setting range 5.7 to 18.9A trip class selectable 10E, 20E, 30E, auto or manual trip selectable operating voltage 3 phase 440 VAC 60 Hz | PCS | 0 | 0 | 0 | 0
1020001 | Casters Wheel 4" with swivel and with brake | PCS | 0 | 0 | 0 | 0
1020002 | Casters Wheel 4" without swivel and without brake | PCS | 0 | 0 | 0 | 0
250080 | Cable WL, WL-1, 3.5mmsq | mtr | 0 | 0 | 0 | 0
250081 | Cable WL, WL-1, 5.5mmsq : 600V | mtr | 0 | 0 | 0 | 0
270089 | Threading machine pipe size 1/4 - 3" | Unit | 0 | 1 | 1 | 0
1000001 | Marathon, Terminal Block CAT 1433563 | PCS | 0 | 0 | 0 | 0
390019 | Siemens, Busbar Tembaga, Panjang 2 meter, Lebar 25 mm, Tebal 5mm | PCS | 0 | 0 | 0 | 0
390020 | Schneider, Busbar Tembaga, Panjang 2 meter, Lebar 25 mm, Tebal 5mm | PCS | 0 | 0 | 0 | 0
390021 | Siemens, Busbar Tembaga, Panjang 2 meter, Lebar 25 mm, Tebal 8mm | PCS | 0 | 0 | 0 | 0
390022 | Schneider, Busbar Tembaga, Panjang 2 meter, Lebar 25 mm, Tebal 8mm | PCS | 0 | 0 | 0 | 0
1010002 | Mitsubishi Electric, IGBT Module, CM200DU-24NFH ic 200 A, Vce 1200 V | PCS | 0 | 0 | 0 | 0
1030001 | Gate Driver, Isahaya Electric, VLA-502-01R | PCS | 0 | 0 | 0 | 0
930002 | Mersen, Heatshink total power dissipation 1300W, fin type, cooling : natural/forced air | PCS | 0 | 0 | 0 | 0
1030004 | Fan Ziehl-Abegg, 3 phase, 380 V, 50Hz, FC031 | PCS | 0 | 0 | 0 | 0
260111 | Baseplate of AC Panel Rev. Drawing 39.2-KFW001 | SET | 0 | 40 | 40 | 0
260112 | Baseplate of Compressor Control Rev. Drawing 39.2-KFW002 | PCS | 0 | 10 | 10 | 0
260113 | Baseplate of JB Control & JB Power Rev. Drawing 39.2-KFW003 | SET | 0 | 120 | 120 | 0
260114 | Baseplate of HV Panel Rev. Drawing 39.2-KFW005 | SET | 0 | 20 | 20 | 0
270090 | Lapp, Assembly for POF SC/SC-RJ Connector PN 29500004 | PC | 0 | 0 | 0 | 0
270091 | Lapp, POF Crimping Tool, POF Crimp Tool 2.5/3.0/4.5/4.95mm PN 29500010 | PC | 0 | 0 | 0 | 0
270092 | Lapp,Polishing Disc POF Simplex 2.2mm PN 29500036 | PC | 0 | 0 | 0 | 0
250082 | Lapp Cable, 3300V, 2.0mm? PN 85167001 | MTR | 0 | 0 | 0 | 0
250083 | Lapp Cable, 3300V, 50mm? screened PN 85167408 | MTR | LUAR LANTAI 1 CANDI SEWU | 50 | 0 | 50
250084 | Lapp Cable, 3300V, 100mm? screened PN 85167410 | MTR | LUAR LANTAI 1 CANDI SEWU | 46 | 0 | 46
250085 | Lapp Cable, 600V, 100mm? PN 85163033 | MTR | 0 | 0 | 0 | 0
250086 | Lapp Cable, 600V, 2.0mm? PN 85163024 | MTR | 0 | 0 | 0 | 0
250087 | Lapp Cable, 600V, 2.0mm? colour : grey yellow strip (ground cable colour) PN 85163043 | MTR | 0 | 0 | 0 | 0
250088 | Lapp Cable, multi core screened 300V, 4 x 1mm? PN 85161414 | MTR | 0 | 0 | 0 | 0
250089 | Lapp Cable, multi core screened 300V, 2 x 1mm? PN 85161412 | MTR | 0 | 0 | 0 | 0
250090 | Lapp Cable, single core screened 300V, 1 x 1mm? PN 4530105 | MTR | 0 | 0 | 0 | 0
320127 | KENNEDY KEN -594 0060K | PC | 0 | 34 | 0 | 34
990001 | Tait, TMA A03-03 | PCS | 0 | 0 | 0 | 0
50020 | OMRON, SOCKET P2CF-08-E | PCS | 0 | 0 | 0 | 0
270093 | Keramik Laser Head dia 28mm (gambar terlampir) | PCS | L06C | 2 | 1 | 1
270094 | Nozzle laser head double 0,8 (gambar terlampir) | PCS | L06C | 2 | 1 | 1
270095 | Nozzle laser head double 1,0 (gambar terlampir) | PCS | L06C | 2 | 1 | 1
270096 | Nozzle laser head single 1, 0 (gambar terlampir) | PCS | L06C | 2 | 1 | 1
1030005 | Cantherm, Thermostat 125 Deg-C NC 2SIP, P/N F20A12505ACFA06E | PCS | L02A | 25 | 0 | 25
1030006 | Thermal Grease/Paste with Capabilty 1.5-2.5 W/m-K, Reff Bergquist, Momentive, Electrolube | PC | 0 | 0 | 0 | 0
930003 | Mersen, Heatsink natural cooling with minimum total power dissipation 612 Watt | PC | 0 | 0 | 0 | 0
960007 | Hitachi, MLFC 3300V, 3.5mm2 | METER | 0 | 0 | 0 | 0
260115 | Baseplate snubber, 600 x 350mm (drawing terlampir) | PCS | LUAR | 8 | 8 | 0
260116 | Baseplate voltage transducer, 600 x 300mm (drawing terlampir) | PCS | LUAR | 8 | 8 | 0
260117 | Plate teflon T 10 x 1200 x 2400 | SHT | 0 | 0 | 0 | 0
350002 | Ground plate cooper 50 x 60 T=6mm | PCS | 0 | 0 | 0 | 0
260118 | Door of Panel Elektrik & AC No. Drawing 73.4-L13004 (drawing terlampir) | PCS | 0 | 0 | 0 | 0
320128 | Prototype Kios / Gerobak Pintar (Gambar terlampir) | UNIT | 0 | 0 | 0 | 0
710002 | Kaca tebal 8mm, Uk. 46.8cm x 40cm, Clear Glass | PCS | 0 | 0 | 0 | 0
710003 | Kaca tebal 8mm, Uk. 60cm x 46.8cm, Clear Glass | PCS | 0 | 0 | 0 | 0
950003 | Gas Spring 450N | PCS | 0 | 0 | 0 | 0
320129 | Microsoft Windows 10 PRO DLP | license | 0 | 0 | 0 | 0
320130 | Microsoft Office 2019 DLP | lc | 0 | 0 | 0 | 0
320131 | Anti Virus | lc | 0 | 0 | 0 | 0
270097 | Welding wire solid dia 1,0mm | PAK | 0 | 0 | 0 | 0
270098 | Welding wire flux core dia 1,0mm | PAK | 0 | 0 | 0 | 0
270099 | Welding wire flux core dia 0,8mm | PAK | 0 | 0 | 0 | 0
270100 | Contact tip size 0.8mm | PAK | 0 | 10 | 10 | 0
270101 | Contact tip size 1.0mm | PAK | 0 | 10 | 10 | 0
270102 | Contact tip size 1.2mm | PAK | 0 | 10 | 10 | 0
270103 | Nozzle Las Semi | PCS | 0 | 4 | 4 | 0
980004 | Radox, 3300V, 2.0mm? | METER | 0 | 0 | 0 | 0
980005 | Radox, 1800V, 50mm?, screened | METER | 0 | 0 | 0 | 0
980006 | Radox, 1800V, 100mm? screened | METER | 0 | 0 | 0 | 0
980007 | Radox, 600V, 100mm? | METER | 0 | 0 | 0 | 0
980008 | Radox, 600V, 2.0mm? | METER | 0 | 0 | 0 | 0
980009 | Radox , 600V, 2.0mm?, color : green yellow strip (ground cable color) | METER | 0 | 0 | 0 | 0
250091 | Lapp Cable, Olflex Train 381 3.6 Kv, 2.5 mm? PN 15381000 | METER | 0 | 0 | 0 | 0
250092 | Lapp Cable, Olflex Train 96 Kwc 50 mm? PN 85167408 | METER | 0 | 0 | 0 | 0
250093 | Lapp Cable, Olflex Train 96 Kwc 95 mm? PN 85167410 | METER | 0 | 0 | 0 | 0
250094 | Lapp Cable, Oflex Train 331 600 V-BK 95 mm? PN 15331011 | METER | 0 | 0 | 0 | 0
250095 | Lapp Cable, Oflex Train 331 600 V-BK 2.5 mm? PN 85167021 | METER | 0 | 0 | 0 | 0
250096 | Lapp Cable, Olflex Train 315 CTW-P300V 4 X 1 mm? PN 15315012 | METER | 0 | 0 | 0 | 0
250097 | Lapp Cable, Olflex Train 315 CTW-P300V 2 X 1 mm? PN 15315010 | METER | 0 | 0 | 0 | 0
250098 | Lapp Cable, Hitronic POF SIMPLEX PE Fibre Type : 980/100 POF | METER | 0 | 0 | 0 | 0
250099 | Lapp Cable, Connector HFBR-4503 SIMPLEX WITH CRIMP SLEVE (Grey) | METER | 0 | 0 | 0 | 0
250100 | Lapp Cable, Connector HFBR-4513 SIMPLEX WITH CRIMP SLEVE (Blue) | METER | 0 | 0 | 0 | 0
320132 | Penginapan class Deluxe Room | Hari | 0 | 0 | 0 | 0
320133 | Paket Meeting | Hari | 0 | 0 | 0 | 0
80045 | APT, LA39-C1-20/K23 | PCS | 0 | 1 | 0 | 1
80046 | APT, LA39-C1-202Z/R-RW | PCS | 0 | 1 | 0 | 1
80047 | APT, LA39-C1-20XD/G23-RW | PCS | 0 | 1 | 0 | 1
80048 | APT, LA39-C1-RO2Z/R-RW (Push Button Emergency ¯30mm) | PCS | 0 | 15 | 12 | 3
80049 | APT, LA39-C1-20D/G23-RW, Green (Push Button ¯30mm) | PCS | 0 | 1 | 0 | 1
80050 | APT, LA39-C1-20D/R23-RW, Red (Push Button ¯30mm) | PCS | 0 | 1 | 0 | 1
80051 | APT, LA39-C1-20XD/G23-RW, Green ( Selector Switch Illuminated ¯30mm 24VDC) | PCS | 0 | 1 | 0 | 1
80052 | APT, LA39-C1-20XSD/G23-FF-U-JW-RW | PCS | 0 | 2 | 0 | 2
80053 | APT, AD16-22SM, flicker buzzer 110Vdc, Red | PCS | 0 | 1 | 0 | 1
80054 | APT, LA39-C1-20D/G23-RW | PCS | 0 | 1 | 0 | 1
80055 | APT, LA39-C1-20D/G23 | PCS | 0 | 1 | 0 | 1
80056 | APT, LA39-C1-20XD/G23 | PCS | 0 | 1 | 0 | 1
80057 | APT, LA39-C1-20/K26, 2No, Black | PCS | 0 | 1 | 0 | 1
20085 | Wago, 769-615, 15 Pole | PCS | 0 | 0 | 0 | 0
20086 | Wago, 210-162, steel din rail 35 | PCS | 0 | 0 | 0 | 0
160007 | VDO, PN : A2C53412990-S, 24Vdc, diameter : 52mm | PCS | 0 | 0 | 0 | 0
160008 | VDO, PN : 1323, 24Vdc, diameter : 85mm | PCS | 0 | 0 | 0 | 0
190004 | Hella 5WG 002 450-12 | PCS | 0 | 0 | 0 | 0
220003 | Fuji, XL3000 - 02 x 07 - 110 - RG, Red 7 Green 7 | PCS | 0 | 0 | 0 | 0
370009 | Nieaf Smitt, DRI3M240S, Input 4-20mA | PCS | 0 | 0 | 0 | 0
120004 | Klemsan, 551014 40 x 60 + Cover 551014 | MTR | 0 | 0 | 0 | 0
920023 | Inner Cover L Single | SET | 0 | 0 | 0 | 0
960008 | Hitachi, multi-core screened, 300V, 4 X 1mm? | METER | 0 | 0 | 0 | 0
960009 | Hitachi, multi-core screened, 300V, 2 X 1mm? | METER | 0 | 0 | 0 | 0
960010 | Hitachi, single-core screened, 300V, 1 X 1mm? | METER | 0 | 0 | 0 | 0
730012 | Sewa mesin fotocopy hitam putih Baru & dapat digunakan scan A3 | Unit | 0 | 0 | 0 | 0
270104 | Air tool buffing UG-650S | PCS | 0 | 0 | 0 | 0
270105 | Roda 4" Rem | PCS | 0 | 0 | 0 | 0
270106 | Roda 4" Mati | PCS | 0 | 0 | 0 | 0
270110 | Tig SS 308 2.0mm | PCS | 0 | 5 | 5 | 0
270109 | Mig SS 308 1.2mm | PCS | 0 | 13 | 13 | 0
270108 | Aluminium wire 5356 0.9mm | PCS | 0 | 6 | 6 | 0
270107 | Solid wire 10mm | PCS | 0 | 15 | 15 | 0
60088 | Weidmuller, ZDU 6/3AN PN 7907410000 | PCS | 0 | 0 | 0 | 0
60089 | Weidmuller, A3C 6 PN 1991820000 | PCS | 0 | 0 | 0 | 0
60090 | Weidmuller, ZDU 6-2/3AN PN 1771410000 | PCS | 0 | 0 | 0 | 0
60091 | Weidmuller, PDU 6/10/3AN PN 1896150000 | PCS | 0 | 0 | 0 | 0
50008 | OMRON, 61F-GP-N | PCS | R02A | 2 | 0 | 2
50014 | OMRON, SOCKET PF113A | PCS | 0 | 0 | 0 | 0
270111 | Air grinder U-130 U-Tool-Japan | PCS | 0 | 0 | 0 | 0
430006 | Isolator ¿ 35mmx50mm (male-female M8) | PCS | R11D | 40 | 0 | 40
430007 | Isolator ¿ 35mmx50mm (female-female M8) | PCS | R11D | 64 | 0 | 64
430008 | Matras | PCS | 0 | 0 | 0 | 0
430009 | Isolator board uk 250x104x27mm | PCS | R11D | 5 | 0 | 5
430010 | Isolator ¿36mmx40mm (female-female M8) | PCS | R11D | 40 | 0 | 40
270112 | Back Up Cup WP17/18/26 | PCS | 0 | 4 | 4 | 0
70002 | Biname, MV 261 A, ¯30 x 80mm M18 (Female-female) | PCS | 0 | 0 | 0 | 0
70003 | Biname, MV 261 D, ¯30 x 80mm M16 (Female-female) | PCS | 0 | 0 | 0 | 0
320135 | Pekerjaan Lantai 4 | SET | 0 | 0 | 0 | 0
320136 | Pekerjaan Atap Jembatan Samping | SET | 0 | 0 | 0 | 0
320137 | Pekerjaan Vinyl Lantai 3 Gedung Lama | SET | 0 | 0 | 0 | 0
760034 | Plat PE 300 10mm x 4 feet x 8 feet LTB | Lmbr | 0 | 1 | 1 | 0
760035 | Plat PE 300 15mm x 1m x 2m ESM | Lmbr | 0 | 1 | 1 | 0
530002 | PT-100 Sensor for PLC, CZAH PT-100, accuracy class A, 3 wire version sensor cover made of steel, acid resistant 304 Max. operating @22 Mtr | PCS | 0 | 40 | 40 | 0
530003 | PT-100 Sensor for PLC, CZAH PT-100, accuracy class A, 3 wire version sensor cover made of steel, acid resistant 304 Max. operating @15 Mtr | PCS | 0 | 40 | 40 | 0
270113 | Pick dial indicator (pick dial gauge) + magnet stand | SET | 0 | 0 | 0 | 0
270114 | End mill carbide ¯2mm | PCS | 0 | 1 | 1 | 0
270115 | End mill carbide ¯6mm | PCS | 0 | 1 | 1 | 0
270116 | End mill carbide ¯8mm | PCS | 0 | 1 | 1 | 0
270117 | End mill carbide ¯20mm | PCS | 0 | 1 | 1 | 0
270118 | Ball end mill carbide ¯2mm | PCS | 0 | 1 | 1 | 0
270119 | Ball end mill carbide ¯4mm | PCS | 0 | 1 | 1 | 0
270120 | Ball end mill carbide ¯20mm | PCS | 0 | 1 | 1 | 0
270121 | Collet untuk dia pahat ¯10mm | PCS | 0 | 1 | 1 | 0
270122 | Collet untuk dia pahat ¯8mm | PCS | 0 | 1 | 1 | 0
270123 | Side mill carbide ¯10mm | PCS | 0 | 1 | 0 | 1
270124 | Zero setter | PCS | 0 | 1 | 0 | 1
270125 | Champer mill ¯10mm | PCS | 0 | 0 | 0 | 0
270126 | Jack screw adjustable | PCS | 0 | 1 | 0 | 1
70004 | Biname, MV 65 A, ¯22 x 60mm M14 (Female-female) | PCS | 0 | 0 | 0 | 0
70005 | Biname, MV 65 D, ¯22 x 60mm M16 (Female-female) | PCS | 0 | 0 | 0 | 0
70006 | Biname, MV 65 F, ¯22 x 60mm M10 (Female-female) | PCS | 0 | 0 | 0 | 0
70007 | Biname, MV 65 G, ¯22 x 60mm M14 (Female-Male) | PCS | 0 | 0 | 0 | 0
10002 | ABB Kontaktor, AF38-30-11-12 | PCS | 0 | 62 | 62 | 0
100027 | Mors Smitt, Relay CU-204-Lr | PCS | 0 | 0 | 0 | 0
40024 | Kraus Naimer, CA10-A212-622 (3 Pos) | PCS | 0 | 0 | 0 | 0
30083 | Schneider, Photocell Electric CCT15482 | PCS | 0 | 0 | 0 | 0
270127 | Jangka sorong ketelitian 0,02mm | PCS | 0 | 0 | 0 | 0
270128 | Ganjal Berundak / KC Clamp | PCS | 0 | 1 | 1 | 0
270129 | Drill ¯4mm | PCS | 0 | 1 | 1 | 0
270130 | Drill ¯6mm | PCS | 0 | 1 | 1 | 0
270131 | Drill ¯8mm | PCS | 0 | 1 | 1 | 0
270132 | Center drill ¯3mm | PCS | 0 | 1 | 1 | 0
260119 | Plate karbon steel T=10mm, SS400 | Lmbr | 0 | 0 | 0 | 0
30030 | SCHNEIDER, LADN22, Auxiliary Contact Block, 2NO+2NC | PCS | 0 | 0 | 0 | 0
30081 | SCHNEIDER, GVAE11, AUX CONTACT | PCS | 0 | 0 | 0 | 0
30084 | Schneider, RXZE2M114 | PCS | 0 | 0 | 0 | 0
30085 | Schneider, A9F74332 | PCS | 0 | 0 | 0 | 0
270133 | Roll meter, KDS PN F16-35 BP Uk. 3.5 Mtr (mm-mm) | PCS | 0 | 15 | 15 | 0
250101 | LS Cable, HF-RMSG-RD EN50264-3-1, 600V, 150mm? | METER | 0 | 0 | 0 | 0
250102 | LS Cable, HF-RMSG-RD EN50264-3-1, 600V, 100mm? | METER | 0 | 0 | 0 | 0
250103 | LS Cable, HF-RMSG-RD EN50264-3-1, 600V, 25mm? | METER | 0 | 0 | 0 | 0
250104 | LS Cable, HF-RMSG-RD EN50264-3-1, 600V, 50mm? | METER | 0 | 0 | 0 | 0
40025 | Kraus & Naimer,CA10-A058 | PCS | 0 | 0 | 0 | 0
10172 | ABB, 3Phasa trafo ratio 380:7,696 5VA, WYE,WYE | PCS | 0 | 0 | 0 | 0
730013 | Jasa pasang dan setting cctv 7 titik | Paket | 0 | 7 | 7 | 0
320139 | NVR 8 channel + HDD 2TB | Unit | 0 | 1 | 1 | 0
320140 | Kamera IP Cam Hikvision Indoor | Unit | 0 | 7 | 7 | 0
320141 | Rackserver Wallmont 4U | Unit | 0 | 1 | 1 | 0
320142 | Switch POE 8 Port | Unit | 0 | 1 | 1 | 0
320143 | Kabel jaringan | Paket | 0 | 1 | 1 | 0
320144 | Ducting | Lonjor | 0 | 16 | 16 | 0
320145 | Faceplate RJ45 2 Lubang | Unit | 0 | 2 | 2 | 0
260120 | Plate Bordes 304 T=2mm | Lmbr | 0 | 2 | 2 | 0
20087 | WAGO, 734-310/109-000 1-CONDUCTOR MALE CONNECTOR | PCS | R10D | 50 | 0 | 50
20088 | WAGO, 734-110/037-000 1-CONDUCTOR FEMALE PLUG | PCS | R10D | 50 | 0 | 50
1030007 | Traction engine control unit, 301/SPT/K1007XX001/2019 | SET | 0 | 0 | 0 | 0
840024 | Pipa 2,5 inch sch 40 T= 4,9-5mm Weldid | BTG | 0 | 5 | 5 | 0
840025 | Pipa 3 inch sch 40 T= 5,2-5,3mm Weldid | BTG | SUKOSARI | 50 | 4 | 46
30086 | Schneider, GV2-ME07, 0.75 kw, 3Pole, 1.6-2.5A, 220 VAC | PCS | 0 | 0 | 0 | 0
30087 | Schneider, LC1D18M7, 7.5 kw, 18 A | PCS | 0 | 0 | 0 | 0
30088 | Schneider, CA-KN40M7, 4NO | PCS | 0 | 0 | 0 | 0
30089 | Schneider, CA2-KN31M7, 3 NO+1NC | PCS | 0 | 0 | 0 | 0
270134 | Dies BSPT AT HSS 1/2 - 3/4 | SET | 0 | 0 | 0 | 0
270135 | Dies BSPT AT HSS 1-1/2 (2) | SET | 0 | 0 | 0 | 0
270136 | Dies BSPT AT HSS 2-3 | SET | 0 | 0 | 0 | 0
270137 | Carbon brush BE80/BE100/BTM25P | SET | 0 | 0 | 0 | 0
270138 | Cutter blade No. 3 HSS | SET | 0 | 0 | 0 | 0
270139 | Asada threading oil (@4 Ltr) | SET | 0 | 0 | 0 | 0
270140 | Dies NPT HSS 1/2 - 3/4 | SET | 0 | 0 | 0 | 0
270141 | Dies NPT HSS 1-1 1/2 (2) | SET | 0 | 0 | 0 | 0
270142 | Dies NPT HSS 2 1/2-3 | SET | 0 | 0 | 0 | 0
270143 | Dies NPT HSS 2 1/2 - 4 | SET | 0 | 0 | 0 | 0
10173 | ABB, C2SS2-10B-11, Black | PCS | 0 | 0 | 0 | 0
10174 | ABB, CL2-502Y, Yellow, 24VDC | PCS | 0 | 0 | 0 | 0
10175 | ABB, MS116-12, 5,5kW, 8-12A, 3P, 400 VAC | PCS | 0 | 0 | 0 | 0
10176 | ABB, AF16-40-00-11, 18A, 4NO, Coil 24 VDC | PCS | 0 | 0 | 0 | 0
10177 | ABB, AF16-40-00-12, 4P Coil 110VDC, 4No | PCS | 0 | 0 | 0 | 0
10010 | ABB, AF12-30-10-12,110VDC COIL, 3 NO | PCS | 0 | 3068 | 868 | 2200
30090 | Schneider, A9A15307, PC 16A, ACT19 Modular Socket | PCS | 0 | 0 | 0 | 0
20089 | Wago, 787-732, In 220 VAC Out 24 VDC, 10A | PCS | 0 | 0 | 0 | 0
20090 | Wago, 787-1014, 2A Input Voltage 24 VDC Output voltage 110 VDC | PCS | 0 | 0 | 0 | 0
20091 | Wago, 799-304 | PCS | 0 | 0 | 0 | 0
100005 | MORS SMITT, D-U204-L | PCS | L06A | 7254 | 7253 | 1
110081 | Skun I Isolasi 16mm? | PCS | R02C | 200 | 0 | 200
110082 | Skun I Isolasi 10mm? | PCS | R02C | 100 | 0 | 100
110083 | Skun I Isolasi 6mm? | PCS | R02C | 300 | 0 | 300
110084 | Skun U 6mm? | PCS | R02C | 1700 | 0 | 1700
100004 | MORS SMITT, ON DELAY 1-10S, TDB4-U204, 110 Vdc | PCS | L06A | 558 | 556 | 2
100028 | Mors Smitt, TDE4N-U , 1-10s, off delay, 110 Vdc | PCS | 0 | 0 | 0 | 0
100029 | Mors Smitt, TDB4-U204, 1-10s, ON DELAY, 110Vdc | PCS | 0 | 0 | 0 | 0
100030 | Mors Smitt, TDBE4-U204, 1-10s, On Off Delay, 110Vdc | PCS | 0 | 0 | 0 | 0
90035 | MORS SMITT, GR3-610-24-B-S1-0-1-DA-2, 220VAC (10A) | PCS | 0 | 0 | 0 | 0
90036 | Mors Smitt, GR2-610-14-B-S1-0-1-22-2, 110 VDC (10A) | PCS | 0 | 0 | 0 | 0
90037 | Mors Smitt, GR1-460-24-B-S1-0-1-22-2, 110 VDC (6A) | PCS | 0 | 0 | 0 | 0
30091 | Schneider, A9N18365 80A, 3P, 380 VAC | PCS | 0 | 0 | 0 | 0
30092 | Schneider, A9F74302 2A, 3P, 380 VAC | PCS | 0 | 0 | 0 | 0
30093 | Schneider, A9F74106, 6A, 1P, 220 VAC | PCS | 0 | 0 | 0 | 0
30094 | Schneider, A9F74104, 4A, 1P, 220 VAC | PCS | 0 | 0 | 0 | 0
30095 | Schneider, RXM4LB2P7 | PCS | 0 | 0 | 0 | 0
30096 | Schneider, RXM2LB2P7, RXZE2S108M | PCS | 0 | 0 | 0 | 0
30097 | Schneider, LC1DT80AM7, 80A, 4P, 220VAC | PCS | 0 | 0 | 0 | 0
30098 | Schneider, LC1K0610M7, 6A, 3P, 220VAC | PCS | 0 | 0 | 0 | 0
30099 | Schneider, LC1K0910M7, 9A, 3P, 220VAC | PCS | 0 | 0 | 0 | 0
30100 | Schneider, A9A15310 | PCS | 0 | 0 | 0 | 0
30101 | Schneider, NO Green, XB7NA31 | PCS | 0 | 0 | 0 | 0
30102 | Schneider, 1 N/C,¯22mm, Red, XB7NA42 | PCS | 0 | 0 | 0 | 0
30103 | Schneider, NO Yellow , XB7NA85 | PCS | 0 | 0 | 0 | 0
30104 | Schneider, XB7ND21 | PCS | 0 | 0 | 0 | 0
30105 | Schneider, Socket RXZE1M2C | PCS | 0 | 0 | 0 | 0
210023 | Harting, K8/0, PN (09 38 008 2653) | PCS | 0 | 0 | 0 | 0
210024 | Harting, K8/0, PN (09 38 008 2753) | PCS | 0 | 0 | 0 | 0
210025 | Harting, 24E PN (09 33 024 2602) | PCS | 0 | 0 | 0 | 0
210026 | Harting, 4mm gold pn (09 33 000 6119) | PCS | 0 | 0 | 0 | 0
210027 | Harting, 24B Side Entry PN(19 30 024 0273) | PCS | 0 | 0 | 0 | 0
210028 | Harting, 24B Side Entry PN (19 30 024 0528) | PCS | 0 | 0 | 0 | 0
210029 | Harting, 24B, PN(09 33 024 2702) | PCS | 0 | 0 | 0 | 0
210030 | Harting, 4mm Gold PN (09 33 000 6221) | PCS | 0 | 0 | 0 | 0
210031 | Harting, PN (19 00 000 5198) | PCS | 0 | 0 | 0 | 0
400005 | Phoenix, ZB 16.3 : UNPRINTED 0820222 | PCS | 0 | 0 | 0 | 0
400006 | Phoenix, HC-STA-B24-SLWD-2SSM32-ELC-AL Part Number (1412874) | PCS | 0 | 0 | 0 | 0
400007 | Phoenix, HC-B24-I-CT-M Part Number (1648335) | PCS | 0 | 0 | 0 | 0
400008 | Phoenix, CK2,5-ED-4,00 ST AG Part Number (1663637) | PCS | 0 | 0 | 0 | 0
400009 | Phoenix, HC-STA-B24-HHFD-1STM4O-EL Part Number (1412751) | PCS | 0 | 0 | 0 | 0
400010 | Phoenix, HC-B24-CT-F Part number (1648348) | PCS | 0 | 0 | 0 | 0
400011 | Phoenix, 4mm, CK2.5-ED-4,00BU AG Part number(1663705) | PCS | 0 | 0 | 0 | 0
400012 | Phoenix, G-INS -M32-M68N-PNES-GY Part Number (1411127) | PCS | 0 | 0 | 0 | 0
400013 | Phoenix, G-INS -M40-M68N-PNES-GY Part Number (1411128) | PCS | 0 | 0 | 0 | 0
400014 | Phoenix, HV M8/1 - 3049301 | PCS | 0 | 0 | 0 | 0
400015 | Phoenix, HV M12/2-TP-3049709 | PCS | 0 | 0 | 0 | 0
400016 | Phoenix, E/AL-NS 35-1201662 | PCS | 0 | 0 | 0 | 0
30036 | SCHNEIDER, A9F85363, 63A, 3P, 380VAC | PCS | 0 | 3 | 3 | 0
30080 | Schneider, LADN11, CONTACT BLOCK, 10A, 690V | PCS | L06D | 1 | 0 | 1
250108 | Cable EN50306-2, Halogen free, XLPE, 300V, 1,5 mmsq | METER | 0 | 0 | 0 | 0
120005 | Klemsan, 551020, 80 x 80mm + cover 551053 | PCS | 0 | 0 | 0 | 0
120006 | Klemsan, Din Rail 500602 MR 35 x 7,5 | PCS | 0 | 0 | 0 | 0
730014 | Pelatihan ISO 9001 : 2015 Quality Management System | SET | 0 | 0 | 0 | 0
730015 | Sertifikasi ISO 9001 : 2015 | SET | 0 | 0 | 0 | 0
570007 | GAE, CT 200/5 | PCS | 0 | 0 | 0 | 0
120007 | Klemsan, 551034, 80 x 40mm + cover 551051 | MTR | 0 | 0 | 0 | 0
60082 | Weidmueller, ZAP/TW ZT4/4AN/2 | PCS | L02D | 21 | 10 | 11
60059 | Weidmuller, ZP 2.5/1AN/5 | PCS | L02D | 46 | 4 | 42
420001 | KSP, E1508, I ISOLASI 1.5 x 8mm BLACK | PCS | R02B + LUAR | 135000 | 68300 | 66700
420004 | KSP, SKUN U ISO 9001 SNB S-1.25 (1,5mm) | PCS | R02C + R07C | 118700 | 25500 | 93200
420005 | KSP, SKUN U ISO 9001 SNB S-2-4 (2,5mm) | PCS | R02C + R07C | 125065 | 58165 | 66900
420006 | KSP, SKUN U ISO 9001 SNB S-3.5-4 (4mm) | PCS | R02C + R07C | 106415 | 15415 | 91000
420015 | KSP, E4012, I ISOLASI 4 x 12mm GREY | PCS | R02B + LUAR | 100400 | 14200 | 86200
420016 | KSP, E1512, I ISOLASI 1,5 x 12mm BLACK | PCS | R02B + LUAR | 100000 | 66900 | 33100
420017 | KSP, E2508, I ISOLASI 2,5 x 8mm BLUE | PCS | R02B + LUAR | 135000 | 36600 | 98400
420018 | KSP, E2512, I ISOLASI 2,5 x 12mm BLUE | PCS | R02B + LUAR | 193202 | 118302 | 74900
20046 | WAGO, 885-108 | PCS | R10E | 94 | 4 | 90
250075 | LS Cable, HF-RMSG-RD EN50264-3-1, 600V, 2.5mm? EN50264-3-1, 600V, 2.5mm? | MTR | 0 | 0 | 0 | 0
250109 | Cable NYAF, 600V size 1,5 mm? | MTR | 0 | 0 | 0 | 0
250110 | Cable NYAF, 600V size 2,5 mm? | MTR | 0 | 0 | 0 | 0
250111 | Cable NYAF, 600V size 4 mm? | MTR | 0 | 0 | 0 | 0
250112 | Cable NYAF, 600V size 6 mm? | MTR | 0 | 0 | 0 | 0
250113 | Cable NYAF, 600V size 10 mm? | MTR | 0 | 0 | 0 | 0
250114 | Cable NYAF, 600V size 16 mm? | MTR | 0 | 0 | 0 | 0
250115 | Cable NYAF, 600V size 25 mm? | MTR | 0 | 0 | 0 | 0
250116 | Cable NYAF, 600V size 35 mm? | MTR | 0 | 0 | 0 | 0
250117 | Cable NYAF, 600V size 50 mm? | MTR | 0 | 0 | 0 | 0
250118 | Cable NYAF, 600V size 70 mm? | MTR | 0 | 0 | 0 | 0
250119 | Cable NYAF, 600V size 100 mm? | MTR | 0 | 0 | 0 | 0
110065 | SKUN O 1,5-2.5 MM NON INSULATED M6 (PANDUIT, ISOLASI) | PCS | R02B | 393 | 0 | 393
250120 | Cable NYAF, 600V size 150 mm? | MTR | 0 | 0 | 0 | 0
920024 | Kursi putar | SET | 0 | 0 | 0 | 0
920025 | Kursi reclaining | SET | 0 | 0 | 0 | 0
920026 | Kursi reclaining + legrest | SET | 0 | 0 | 0 | 0
920027 | Kursi ABS + PU | SET | 0 | 0 | 0 | 0
250121 | LAPP, POF Simplex PE, 3500mm + Connector Complete with : Cable Hitronic POF Simplex PE, POF Steker HFBR4503 GY Simplex , POF Connector HFBR4513 BL | PCS | 0 | 0 | 0 | 0
250122 | LAPP, POF Simplex PE, 3000mm + Connector Complete with : Cable Hitronic POF Simplex PE, POF Steker HFBR4503 GY Simplex , POF Connector HFBR4513 BL | PCS | 0 | 0 | 0 | 0
250123 | LAPP, POF Simplex PE, 2500mm + Connector Complete with : Cable Hitronic POF Simplex PE, POF Steker HFBR4503 GY Simplex , POF Connector HFBR4513 BL | PCS | 0 | 0 | 0 | 0
40001 | KRAUS NAIMER, RIF247 POS OFF-CENTRALIZED-HALF-FULL | PCS | 0 | 113 | 113 | 0
320146 | Pekerjaan rangka kanopi | m2 | 0 | 0 | 0 | 0
320147 | Pekerjaan penutup dinding | m2 | 0 | 0 | 0 | 0
250124 | Cable gland size 50 mm? | PCS | R03E | 10 | 0 | 10
250125 | Cable gland size 95 mm? | PCS | R03E | 10 | 0 | 10
670009 | Raychem RLBI Ferrule Isolasi size 1,5mm? | PCS | 0 | 0 | 0 | 0
670010 | Raychem RLBI Ferrule Non Isolasi size 1,5mm? | PCS | 0 | 0 | 0 | 0
670011 | Raychem RLBI Ferrule Isolasi size 2,5mm? | PCS | 0 | 0 | 0 | 0
670012 | Raychem RLBI Ferrule Non Isolasi size 2,5mm? | PCS | 0 | 0 | 0 | 0
670013 | Raychem RLBI Ferrule Isolasi size 4mm? | PCS | 0 | 0 | 0 | 0
670014 | Raychem RLBI Ferrule Non Isolasi size 4mm? | PCS | 0 | 0 | 0 | 0
670015 | Raychem RLBI Ferrule Isolasi size 6mm? | PCS | 0 | 0 | 0 | 0
670016 | Raychem RLBI Ferrule Non Isolasi size 6mm? | PCS | 0 | 0 | 0 | 0
670017 | Raychem RLBI Ferrule Isolasi size 10mm? | PCS | 0 | 0 | 0 | 0
670018 | Raychem RLBI Ferrule Non Isolasi size 10mm? | PCS | 0 | 0 | 0 | 0
110074 | Skun U Isolasi 2.5mm2 M4 | PCS | 0 | 0 | 0 | 0
110085 | Skun O 2.5 mm2 M6 | PCS | 0 | 0 | 0 | 0
670019 | Raychem, RL-25-8, M8 | PCS | 0 | 0 | 0 | 0
670020 | Raychem, RL-16-8, M8 | PCS | 0 | 0 | 0 | 0
670021 | Raychem, RL-10-8, M8 | PCS | 0 | 0 | 0 | 0
110086 | Skun O 2.5 mm2 M8 | PCS | 0 | 0 | 0 | 0
670022 | Raychem, RL-6-8, M8 | PCS | 0 | 0 | 0 | 0
110077 | Skun O 50 mm? M6 | PCS | 0 | 0 | 0 | 0
110087 | Skun O 2.5 mm2 M4 | PCS | 0 | 0 | 0 | 0
110088 | Skun Fastun 2.5mm2 | PCS | 0 | 0 | 0 | 0
110078 | Skun O 95mm? M8 | PCS | 0 | 0 | 0 | 0
260121 | Main Box Rectifier Ref. Drw 30.0-G14105 | SET | 0 | 0 | 0 | 0
760036 | Spring wire SUS 304 1,5mm | Kg | 0 | 103 | 0 | 103
760037 | Spring wire SUS 304 2,5mm | Kg | 0 | 106 | 0 | 106
760038 | Spring wire SUS 304 3,5mm | Kg | 0 | 155 | 0 | 155
760039 | Spring wire SUS 304 4,5mm | Kg | 0 | 156 | 0 | 156
760040 | Spring wire SUS 201 1,5mm | Kg | 0 | 104 | 0 | 104
760041 | Spring wire SUS 201 2,5mm | Kg | 0 | 101 | 0 | 101
760042 | Spring wire SUS 201 3,5mm | Kg | 0 | 155 | 0 | 155
760043 | Spring wire SUS 201 4,5mm | Kg | 0 | 153 | 0 | 153
260122 | Baseplate of Relay Panel TeC Drawing No. 38.2-KRD002 | PCS | 0 | 0 | 0 | 0
260123 | Baseplate of Relay Panel M Drawing No. 38.2-KRD004 | PCS | 0 | 0 | 0 | 0
260124 | Baseplate of Relay Panel T Drawing No. 38.2-KRD006 | PCS | 0 | 0 | 0 | 0
260125 | Baseplate of Dist Board Panel TeC Drawing No. 38.2 - KRD001 | PCS | 0 | 0 | 0 | 0
260126 | Baseplate of Dist Board Panel M Drawing No. 38.2-KRD003 | PCS | 0 | 0 | 0 | 0
260127 | Baseplate of Dist Board Panel T Drawing No. 38.2-KRD005 | PCS | 0 | 0 | 0 | 0
270018 | Multiplek , 12mm x 4 feett x 8 feet meranti | Lmbr | 0 | 0 | 0 | 0
270019 | MULTIPLEX, 12mm x 4 feett x 8 feet semi meranti | Lmbr | 0 | 0 | 0 | 0
270020 | Karpet Vinyl 2000 x 2500mm | Roll | 0 | 0 | 0 | 0
270144 | Tungsten grinder WMJ04 | Unit | 0 | 0 | 0 | 0
270145 | Orbital / manipulator TDF 03 | Unit | 0 | 0 | 0 | 0
270146 | Tube to sheet type T8 | UNIT | 0 | 0 | 0 | 0
270147 | Power source Iorbital 5000L | Unit | 0 | 0 | 0 | 0
270148 | Tube to component type GTX53 | Unit | 0 | 0 | 0 | 0
270149 | Standard collet for TC26 | unit | 0 | 0 | 0 | 0
270150 | Tungsten base for TC26 | unit | 0 | 0 | 0 | 0
270151 | Tungsten holder (no angel) for TC26 | pcs | 0 | 0 | 0 | 0
270152 | Tungsten holder (30¡ angel) for TC26 | pcs | 0 | 0 | 0 | 0
270153 | Hex screw without head GB77-85-M3X4 | pcs | 0 | 0 | 0 | 0
270154 | Standard collet for TC76 | pcs | 0 | 0 | 0 | 0
270155 | Tungsten base for TC76 | PCS | 0 | 0 | 0 | 0
270156 | Tungsten holder (no angel) for TC76 | PCS | 0 | 0 | 0 | 0
270157 | Tungsten holder (30¡ angel) for TC76 | PCS | 0 | 0 | 0 | 0
270158 | Hex screw without head GB77-85-M3X4 | PCS | 0 | 0 | 0 | 0
270159 | Encoder | PCS | 0 | 0 | 0 | 0
270160 | Water electric hose | PCS | 0 | 0 | 0 | 0
270161 | Wire hose | PCS | 0 | 0 | 0 | 0
270162 | ¯1.0mm wire roller | PCS | 0 | 0 | 0 | 0
270163 | Wire nozzle holder | pcs | 0 | 0 | 0 | 0
270164 | Clamping block 1 | Pcs | 0 | 0 | 0 | 0
270165 | ¯1.0mm wire nozzle | PCS | 0 | 0 | 0 | 0
260128 | Baseplate of AC Panel Drawing No. 38.2- KRD007 | PCS | 0 | 0 | 0 | 0
260129 | Baseplate of AV Panel TeC Drawing No. 38.2- KRD008 | pcs | 0 | 0 | 0 | 0
260130 | Baseplate of AV Panel M Drawing No. 38.2- KRD009 | pcs | 0 | 0 | 0 | 0
260131 | Baseplate of AV Panel P Drawing No. 38.2- KRD010 | PCS | 0 | 0 | 0 | 0
270166 | Wire nozzle bracket | PCS | 0 | 0 | 0 | 0
270167 | Ignition ring | PCS | 0 | 0 | 0 | 0
270168 | Tungsten knob | PCS | 0 | 0 | 0 | 0
270169 | 45v44 2.4mm gas lens | PCS | 0 | 0 | 0 | 0
270170 | JD-7 ceramic nozzle | PCS | 0 | 0 | 0 | 0
270171 | 2.4mm tungsten clip | PCS | 0 | 0 | 0 | 0
270172 | Shoulder seal | Pcs | 0 | 0 | 0 | 0
270173 | ¯2.4mm tungsten | PCS | 0 | 0 | 0 | 0
270174 | Locator for T8 | PCS | 0 | 0 | 0 | 0
270175 | Tungsten KNOB | PCS | 0 | 0 | 0 | 0
270176 | Ignition ring | Pcs | 0 | 0 | 0 | 0
270177 | 45v27 ¯3.2 gas lens | PCS | 0 | 0 | 0 | 0
270178 | ¯3.2 tungsten clip | PCS | 0 | 0 | 0 | 0
270179 | Wire nozzle bracket (3.2) | PCS | 0 | 0 | 0 | 0
270180 | Shoulder seal | PCS | 0 | 0 | 0 | 0
270186 | ¯ 1.0 wire roller | PCS | 0 | 0 | 0 | 0
270187 | ¯ 1.0 wire nozzle | PCS | 0 | 0 | 0 | 0
270188 | ¯ 3.2 tungsten | PCS | 0 | 0 | 0 | 0
320148 | Solidworks Electrical schematic professional | lc | 0 | 0 | 0 | 0
320149 | Solidworks electrical 3D | LC | 0 | 0 | 0 | 0
320150 | Solidworks flow simulation | lc | 0 | 0 | 0 | 0
320151 | Solidworks flow simulation electronic cooling module | LC | 0 | 0 | 0 | 0
430011 | Isolator Busbar M16 | PCS | 0 | 0 | 0 | 0
340006 | LEM, DC Input Current Tranducer, IPN = 200A, LA 200-SD/SP3, 200A : 40mA | PCS | 0 | 0 | 0 | 0
340007 | LEM, DC Input Potential Transformer, VPN=1500V, LV 100-1500/SP3, 1500 Vdc : 15-24 Vdc | PCS | 0 | 0 | 0 | 0
340008 | LEM, AC Output Current Sensor, IPN=200A, LA 200-SD/SP3, 200A : 40mA | PCS | 0 | 0 | 0 | 0
340009 | LEM, IGBT Current Sensor Output, IPN=200A, LA 200-SD/SP3, 200A : 40mA | PCS | 0 | 0 | 0 | 0
800003 | Transformer, bambang djaja, 380 Vac : 380 Vac, 150 Kva, Dyn11, 3 Phase 50 Hz | PCS | 0 | 0 | 0 | 0
250106 | Cable Gland M40 | PCS | 0 | 0 | 0 | 0
10003 | ABB, Contactor Type GAE 75-10-00, 110VDC, 6A | PCS | 0 | 0 | 0 | 0
10009 | ABB, AA1-110 SHUNT TRIP, 110VDC | PCS | 0 | 2944 | 744 | 2200
10013 | ABB, CA4-40, AUX CONTACT, 4NO | PCS | 0 | 0 | 0 | 0
10014 | ABB, CL2-515C, WHITE, 110VDC | PCS | 0 | 1472 | 372 | 1100
10015 | ABB, CL2-515G, GREEN, 110VDC | PCS | 0 | 1472 | 372 | 1100
10016 | ABB, CL2-515R, RED 110VDC | PCS | 0 | 1472 | 372 | 1100
50021 | OMRON, H3CR-A8 AC24-48/DC12-48 | PCS | 0 | 0 | 0 | 0
10031 | ABB, CR-MH1 | PCS | 0 | 0 | 0 | 0
10053 | ABB, AF80-30-11-12, 48-130V50/60HZ-DC Contactor | PCS | 0 | 337 | 62 | 275
10054 | ABB, EMAX LCU50KA 380/415V 630A | PCS | 0 | 19 | 19 | 0
10059 | ABB, AF52-40-00-13 | PCS | R02A | 2 | 0 | 2
10061 | ABB, MCB-10 | PCS | R02A | 114 | 0 | 114
10062 | ABB, S2C-H11L | PCS | R02A | 1 | 0 | 1
10063 | ABB, CA5X-22E | PCS | R02A | 11 | 4 | 7
10065 | ABB, S191L-C4 | PCS | R02A | 5 | 0 | 5
270181 | Ceramic nozzle | PCS | 0 | 0 | 0 | 0
270182 | Water electric hose | PCS | 0 | 0 | 0 | 0
270184 | Encoder | PCS | 0 | 0 | 0 | 0
430001 | ISOLATOR BOARD UK 205X100X148 | PCS | 0 | 625 | 625 | 0
740002 | Monitor, 10,1 Inch TFT LED CCTV Moniyor EYOYO/ESCAM Model YWX-1018HD | PCS | 0 | 20 | 20 | 0
980010 | Radox , 1800V, 4mm? 4gkw-A | METER | LUAR LANTAI 1 CANDI SEWU | 500 | 0 | 500
10067 | ABB, S201M-C6UC | PCS | R02A | 7 | 0 | 7
10068 | ABB, S201M-C8UC | PCS | R02A | 1 | 0 | 1
10069 | ABB, S201M-C16UC | PCS | R02A | 2 | 0 | 2
10070 | ABB, S201-C4 | PCS | R02A | 0 | 0 | 0
10072 | ABB, SH202L-C6 | PCS | R02A | 1 | 0 | 1
10073 | ABB, S203M D2 | PCS | 0 | 0 | 0 | 0
10074 | ABB, SH203L-C6 | PCS | R02A | 1 | 0 | 1
10076 | ABB, S203-C63 | PCS | R02A | 1 | 0 | 1
10077 | ABB , S201M-C10UC, 10A,1P | PCS | R02A | 8 | 0 | 8
10078 | ABB, S201-C10 | PCS | R02A | 32 | 7 | 25
10080 | ABB, S201M-D2 | PCS | R02A | 13 | 0 | 13
10082 | ABB, S201-C16 | PCS | R02A | 2 | 0 | 2
10084 | ABB, S202M-C6UC | PCS | R02A | 7 | 0 | 7
10087 | ABB, CP1-10R-01 | PCS | R02A | 36 | 0 | 36
10088 | ABB, LA158 2EA145 | PCS | R02A | 175 | 0 | 175
10089 | ABB, MCBH-00 | PCS | R02A | 8 | 0 | 8
10090 | ABB, M2SS2-10B | PCS | R02A | 8 | 0 | 8
10091 | ABB, EG2/32 PV | PCS | R02A | 1 | 0 | 1
10092 | ABB, AF96-30-11-12 | PCS | R09E | 16 | 0 | 16
10093 | ABB, S201-S32, MCB 1P 32A | PCS | 0 | 0 | 0 | 0
10094 | ABB, MOTORIZED 220-250VAC/DC GEARED MOTOR | PCS | 0 | 0 | 0 | 0
10102 | ABB, MS116-16, 7 5 KW, 3POLE 10-16A, 220 VAC | PCS | 0 | 0 | 0 | 0
10103 | ABB, A3N 400 THF 500 3P 500A | PCS | 0 | 0 | 0 | 0
390023 | Busbar 30MMx5MMx4M | METER | 0 | 0 | 0 | 0
760044 | Hypalon fabric T = 2mm | Lmbr | 0 | 0 | 0 | 0
80001 | APT, LA 39-A2-20D/G26-JW-RW-RJ | PCS | R02A | 237 | 234 | 3
80002 | APT, LA 39-A2-20D/R26-JW-RW-RJ | PCS | R02A | 165 | 160 | 5
80003 | APT, LA 39-A2-20XD/G26-JW-RW-RJ | PCS | R02A | 265 | 256 | 9
80004 | APT, LA 39-A2-20XD/R26-JW-RW-RJ | PCS | R02A | 33 | 32 | 1
80005 | APT, LA39-A2-20/K-JW-RW-RJ | PCS | R02A | 33 | 32 | 1
80006 | Pilot lamp APT, AD16-22D/G26 | PCS | R02A | 33 | 32 | 1
80007 | APT, LA39-A2-11 XD/R26-RW-JW-RJ | PCS | R02A | 65 | 64 | 1
80008 | APT, LA39-A2-R11R/RG-TH-RJ | PCS | R02A | 65 | 64 | 1
80009 | APT, AD16-22SM/G26B, Green, Continous Buzzer | PCS | 0 | 24 | 24 | 0
80010 | APT, AD16-22SM/R26 TK, RED INCONTINOUS | PCS | R02A | 175 | 138 | 37
160001 | VDO, 437-035-002G, 24VDC, Range 0-120 Km/h, dia 85mm | PCS | 0 | 46 | 46 | 0
220001 | FUJI, 110 VDC/VAC, XL3000-03X06-110-MW, 30X30 mm 6 RED, 6 GREEN, 6 YELLOW | PCS | 0 | 46 | 46 | 0
370001 | Mors Smitt, Voltmeter D3A85-B SCALE 0-150VDC, direct movement Lamp voltage 110VDC, dia 85mm | PCS | 0 | 46 | 46 | 0
370002 | Hi Voltage Voltmeter D3a85-B Scale 0-1000Vdc, 4-20mA, Dia 85mm | PCS | 0 | 46 | 46 | 0
370003 | Amperemeter D3a85-B Scale 0-6000A, 4-20mA, dia 85mm | PCS | 0 | 46 | 46 | 0
30002 | SCHNEIDER, XD4PA22 | PCS | L02A | 1 | 0 | 1
40003 | KRAUS NAIMER, CA10-A730EF, 1POLE, 3 STEP POS BACKUP-DRIVER-ATO | PCS | L02A | 33 | 32 | 1
260132 | Plate SPHC, 2.3 x 1200 x 2400 (mm) | Lmbr | SUKOSARI | 50 | 1 | 49
260133 | Plate SS400, 3.2 x 1200 x 2400 (mm) | Lmbr | SUKOSARI | 14 | 2 | 12
260134 | Plate SS400, 4.5 x 1200 x 2400 (mm) | Lmbr | SUKOSARI | 6 | 0 | 6
260135 | Plate stainless steel, 1 x 1200 x 2400 (mm) | Lmbr | SUKOSARI | 9 | 0 | 9
260136 | Plate SPHC, 1,6 x 1200 x 2400 (mm) | Lmbr | SUKOSARI | 13 | 1 | 12
760045 | Round bar steel mild, ¯8 x 6000 (mm) | PCS | 0 | 0 | 0 | 0
760046 | Round bar steel mild, ¯12 x 6000 (mm) | PCS | 0 | 0 | 0 | 0
760047 | Bushing, steel mild ¯20 x 30 (mm) (machining drawing terlampir ) | PCS | 0 | 0 | 0 | 0
760048 | Kawat ram, steel mild 40 x 40 | PCS | 0 | 0 | 0 | 0
760049 | Rubber seal EMKA 12 x 1500 x 2000 (mm) | PCS | 0 | 0 | 0 | 0
760050 | Rubber seal EMKA (drawing terlampir) | PCS | 0 | 0 | 0 | 0
380076 | Hex bolt stainless steel, M6 x 16 | PCS | 0 | 0 | 0 | 0
380077 | Washer spring stainless steel, M6 | PCS | 0 | 0 | 0 | 0
380078 | Nut stainless steel, M6 x 16 | PCS | 0 | 0 | 0 | 0
380079 | Hex bolt stainless steel, M8 x 25 | PCS | 0 | 0 | 0 | 0
380080 | Hex bolt stainless steel, M6 x 20 | PCS | 0 | 0 | 0 | 0
380081 | Washer spring stainless steel, M6 x 20 | PCS | 0 | 0 | 0 | 0
510003 | Solid rivet, galvanis ¯6 x 10 | PCS | 0 | 0 | 0 | 0
510004 | Rivet, galvanis ¯3 x 10 | PCS | 0 | 0 | 0 | 0
760051 | Grounding Bar Tembaga, ¯20 x 20 mm (machining drawing terlampir) | PCS | R03E | 38 | 12 | 26
760052 | Sikaflex 252 FC 310 ml | PCS | 0 | 0 | 0 | 0
270189 | Solid rivet tool (gambar terlampir) | PCS | 0 | 0 | 0 | 0
320152 | Cat warna kuning, etching primer jotun untuk SUS | LTR | 0 | 0 | 0 | 0
320153 | Cat warna hitam, etching primer jotun untuk SUS | LTR | 0 | 0 | 0 | 0
320154 | Cat warna hitam, steel mild coat | ltr | 0 | 0 | 0 | 0
320155 | Primer Jotun | Ltr | 0 | 0 | 0 | 0
320156 | Hardener jotun | ltr | 0 | 0 | 0 | 0
320158 | Thinner cat jotun | ltr | 0 | 0 | 0 | 0
320159 | Locking SUS (gambar terlampir) | PCS | 0 | 0 | 0 | 0
320157 | Thinner primer jotun | Ltr | 0 | 0 | 0 | 0
270190 | Mesin Oven Powder Coating Uk. Inside 3000 x 2000 x 2500mm (L x W x H), temperature maks. 200¡ C | Unit | 0 | 0 | 0 | 0
270191 | Spot welding dengan kemampuan Las 3mm + 3mm, material welding : stainless & Mild steel | Unit | 0 | 0 | 0 | 0
760053 | Hypalon fabriv T = 1mm | MTR | 0 | 0 | 0 | 0
760054 | Rubber matt 100 x 100cm tebal 11mm tegangan 3000V | Lembar | LUAR GUDANG 2 | 250 | 0 | 250
150036 | PANDUIT, FERRULES I NON 10mm, F83 Series | PCS | 0 | 0 | 0 | 0
150022 | PANDUIT, FERRULES I NON 4mm, F81 Series | PCS | R02D | 2000 | 0 | 2000
150012 | PANDUIT, FERRULES I NON 6mm, F82 Series | PCS | R02D | 1000 | 0 | 1000
150008 | PANDUIT, FERRULES I NON 2,5mm, F78 Series | PCS | R02D | 18000 | 0 | 18000
150009 | PANDUIT, FERRULES I NON 1,5mm, F78 Series | PCS | R02D | 3000 | 0 | 3000
150011 | PANDUIT, FERRULES I ISO 4mm, FSD81 Series | PCS | R02D | 12500 | 2236 | 10264
150023 | PANDUIT, FERRULES I ISO 2,5mm, FSD80 Series | PCS | 0 | 240 | 240 | 0
150037 | PANDUIT, FERRULES I ISO 10mm, FSD83 Series | PCS | 0 | 0 | 0 | 0
750024 | Alumunium Ekstrusi Harmonika Dies 46.1-REKA003 | SET | 0 | 0 | 0 | 0
750025 | Alumunium Ekstrusi Harmonika Dies 46.1-REKA005 | SET | 0 | 0 | 0 | 0
750023 | Alumunium Ekstrusi Harmonika Dies 46.1-REKA002 | SET | 0 | 0 | 0 | 0
1030008 | Input filter reactor (FL), Sekiguchi electronics, 8mH, 150A, 1500 VDC, 300Hz | PCS | 0 | 0 | 0 | 0
1030009 | Output filter induktor (ACL), Sekiguchi electronics, 600 Uh, 230A, 1500 VDC, 50Hz | PCS | 0 | 0 | 0 | 0
10104 | ABB, A2N 250 TMF 250 2P 250A | PCS | 0 | 0 | 0 | 0
10105 | ABB, A2N 250 TMF 250 1P 250A | PCS | 0 | 0 | 0 | 0
10123 | ABB, TMAX T5N 400A | PCS | 0 | 0 | 0 | 0
10124 | ABB, TMAX XT1N 100A 3P | PCS | 0 | 0 | 0 | 0
10125 | ABB, TMAX XT1N 80A 3P | PCS | 0 | 0 | 0 | 0
10126 | ABB, TMAX XT1N 50A 3P | PCS | 0 | 0 | 0 | 0
10127 | ABB, XTIC 32A 3P | PCS | 0 | 0 | 0 | 0
10128 | ABB, TMF 100 30/36 KA 4 POLE | PCS | 0 | 1 | 1 | 0
10129 | ABB CAL4-11 | PCS | L03C | 1 | 0 | 1
10130 | ABB, S 803-C80 | PCS | 0 | 0 | 0 | 0
10132 | ABB, S 203-D63 | PCS | 0 | 0 | 0 | 0
10133 | ABB, S201-D10 | PCS | 0 | 0 | 0 | 0
10134 | ABB, S201-C2 | PCS | 0 | 0 | 0 | 0
60092 | Weidmuller, converter 110 VDC To 220 VAC, Arus minimum 10A | PCS | 0 | 0 | 0 | 0
10135 | ABB, S201-K10 | PCS | 0 | 0 | 0 | 0
10136 | ABB, MP1-11G | PCS | 0 | 0 | 0 | 0
10137 | ABB, MLBL-07G | PCS | 0 | 0 | 0 | 0
40026 | Kraus & Naimer, RIF 637 (Modification of CA10 A251-600, See Logic Of Wiper Switch) | PCS | 0 | 0 | 0 | 0
10138 | ABB, S203 M-C2 | PCS | 0 | 0 | 0 | 0
370010 | Mors Smitt, Amperemeter D3a85, Scale display 0-2000A, Movement signal 4-20mA, Illumination LEDS Voltage 110Vdc, ¯85 | PCS | 0 | 0 | 0 | 0
370011 | Mors Smitt, Hi Voltage Voltmeter D3a85-B, Scale display 0-2000 VDC Movement Signal 4-20mA, Lamp voltage 110Vdc, ¯85 | PCS | 0 | 0 | 0 | 0
60093 | Weidmuller, Power Suppy Pro Top 1 120W 24V 5A | PCS | 0 | 0 | 0 | 0
1030010 | Jumper Coupler 380V Sesuai DD No Drawing : 59.0-G14002 (Drw terlampir) | SET | 0 | 0 | 0 | 0
1030011 | Jumper Coupler Control Sesuai DD No Drawing : 59.0-G14003 (Drw terlampir) | PCS | 0 | 0 | 0 | 0
1030012 | Jumper Coupler Data Sesuai DD No Drawing : 59.0-G14004 (Drw terlampir) | SET | 0 | 0 | 0 | 0
1030013 | Jumper Inter Trainset Sesuai DD No Drawing : 59.0-G14006 (Drw terlampir) | SET | 0 | 0 | 0 | 0
260137 | Base Plate of Comressore Control Box Drw. No. 33.0G14305 | UNIT | 0 | 0 | 0 | 0
260138 | Base Plate of Battery Control Box Drw. 33.0-G14307 | UNIT | 0 | 0 | 0 | 0
260139 | Base Plate for Junction Box Control Box Drw. No. 33.3-G14006 | UNIT | 0 | 0 | 0 | 0
260140 | Base Plate for Junction Box Power Drw. No. 33.3-G14004 | UNIT | 0 | 0 | 0 | 0
260141 | Base Plate of ACM Disconnector Box Drw. No. 33.0-G14207 | UNIT | 0 | 0 | 0 | 0
260142 | Base Plate of AC Fuse Box Drw. No. 33.0-G14107 | UNIT | 0 | 0 | 0 | 0
260143 | Base Plate Main Switch & Bus Fuse Box Drw. No. 33.0-G14006 | UNIT | 0 | 0 | 0 | 0
90002 | MORS SMITT, GR1-460-16-B-S1-0-1-22-2, 6A, 1P, 110 VDC | PCS | 0 | 2542 | 2542 | 0
90006 | MORS SMITT, GR1-616-16-B-S1-0-1-22-2, 1P, 16A, 110VDC | PCS | 0 | 124 | 124 | 0
430012 | Isolator board Sesuai dengan drawing No. 38.2-KFW006 | PCS | SUKOSARI | 20 | 20 | 0
170004 | HLPS, Saginomiya DNS type, D606XJQ020 Dual Pressure Control, Automatic Reset, Solder Connection | PCS | 0 | 0 | 0 | 0
170005 | Expansion Valve, Minimum capacity 4TR, Solder Connection, Inlet 1/2", Saginomiya, SCX-0645DHSAQ22 | PCS | 0 | 0 | 0 | 0
1050001 | CANTrack 2600 | PCS | 0 | 0 | 0 | 0
1050002 | Connector 110.6 x 112.5mm | PCS | 0 | 0 | 0 | 0
1060001 | Carbon Electric Length = 550, ¿ = 32mm | PCS | 0 | 0 | 0 | 0
1060002 | Carbon Electric, VS 1E471R155, 1000A, 2000V | PCS | 0 | 0 | 0 | 0
1060003 | Carbon Electric, VS 1E209R160, 1000A, 2000V | PCS | 0 | 0 | 0 | 0
760055 | Ekstrusi Support 1 Panjang 6m | PCS | 0 | 77 | 0 | 77
760056 | Ekstrusi Support 2 Panjang 6m | PCS | 0 | 289 | 0 | 289
760057 | Ekstrusi Support 3 Panjang 6m | PCS | 0 | 97 | 0 | 97
20092 | Wago, converter 110 VDC To 220 VAC, Arus minimum 10A | PCS | 0 | 0 | 0 | 0
20093 | Wago, 885-530 | PCS | 0 | 0 | 0 | 0
20036 | WAGO, 2004-1494 | PCS | R09B | 428 | 0 | 428
150019 | Panduit, LCMA 35-6-C, M6 Cable size 35mmsq | PCS | 0 | 0 | 0 | 0
150020 | Panduit, LCMA 150-12-X, M12 , Cable size 150mmsq | PCS | 0 | 0 | 0 | 0
150021 | Panduit, LCMA 150-10-X Cable size 150mmsq | PCS | 0 | 0 | 0 | 0
150038 | Panduit, Ferrules Non Isolated, F85 Series 25mm2 | PCS | 0 | 0 | 0 | 0
760058 | Bushing, steel mild ¯20 x 17.7 (mm) (machining drawing terlampir ) | PCS | 0 | 60 | 60 | 0
760059 | Bushing, steel mild ¯20 x 20 (mm) (machining drawing terlampir ) | PCS | 0 | 124 | 124 | 0
1070001 | SIBA, 1500VAC, 315A, PN 20 246 02.315 | PCS | 0 | 0 | 0 | 0
1070002 | SIBA, 1 Pole, 630A, PN 21 031 01 | PCS | 0 | 0 | 0 | 0
1070003 | SIBA, External Wall, PN 25 005 01 | PCS | 0 | 0 | 0 | 0
150039 | Panduit, LCMA, 95-12-L | PCS | 0 | 0 | 0 | 0
1060004 | Holder Hot Stick | PCS | 0 | 0 | 0 | 0
380082 | Bolt Hex, M8X12 SUS | PCS | 0 | 0 | 0 | 0
380083 | Washer Spring, M16, SWRH62 | PCS | 0 | 0 | 0 | 0
380084 | Bolt Hex, M16X12, SUS | PCS | 0 | 0 | 0 | 0
380085 | Washer Spring, M12 SWRH62 | PCS | 0 | 0 | 0 | 0
380086 | Bolt Hex, M12 X 35 SUS | PCS | 0 | 0 | 0 | 0
380087 | Washer Spring, M6 SWRH62 | PCS | 0 | 0 | 0 | 0
380088 | Nut Hex, M6 SUS | PCS | 0 | 0 | 0 | 0
380089 | Bolt Hex, M6 X 30 SUS | PCS | 0 | 0 | 0 | 0
380090 | Washer Spring, M10, SWRH62 | PCS | 0 | 0 | 0 | 0
380091 | Bolt Hex, M10 x 6, SUS | PCS | 0 | 0 | 0 | 0
380092 | Bolt Hex, M10 x 32, SUS | PCS | 0 | 0 | 0 | 0
380093 | Bolt Hex, M10 x 35, SUS | PCS | 0 | 0 | 0 | 0
380094 | Bolt Hex, M10 x 60, SUS | PCS | 0 | 0 | 0 | 0
1080001 | ERCU | UNIT | 0 | 0 | 0 | 0
280003 | Premium, ODS 1500 model 7117 | PCS | 0 | 0 | 0 | 0
90020 | Mors Smitt, GR2-663-14-B-S1-0-1-22-2 63A 110VDC, 2P | PCS | 0 | 0 | 0 | 0
90021 | Mors Smitt, GR3-632-24-B-S1-0-1-3A-2-32A, 440VAC 3P | PCS | 0 | 0 | 0 | 0
50022 | OMRON, H3CR-A8, AC 24-48 | PCS | 0 | 15 | 15 | 0
250127 | Based EN50264-3-1, 600V, size : 2 x 0,75mm? | MTR | 0 | 0 | 0 | 0
260144 | Plate SS400, 2.3 x 1400 x 2800 | PCS | 0 | 0 | 0 | 0
260145 | Plate SUS 301L-DLT, 1,5 x 1377 x 14000 | Lmbr | 0 | 0 | 0 | 0
260146 | Plate SUS 301L-DLT, 1,5 x 801.5 x 14000 | Lmbr | 0 | 0 | 0 | 0
20094 | Wago, 206-1204 Variocrimp 4 Crimping Tool | PCS | 0 | 10 | 0 | 10
20095 | WAGO, 885-306 | PCS | 0 | 0 | 0 | 0
270192 | Bush push rod 38/28 x 22mm Spec B45ME4200 | PCS | 0 | 0 | 0 | 0
270193 | Bush brake lever 38/28 x 25mm Spec B45ME4200 | PCS | 0 | 0 | 0 | 0
270194 | Bush brake lever 40/30 x 25mm Spec B45ME4200 | PCS | 0 | 0 | 0 | 0
270195 | Bush brake beam 40/30 x 25mm Spec B45ME4200 | PCS | 0 | 0 | 0 | 0
270196 | Bush 38/28 x L12 mm Spec B45ME4200 | PCS | 0 | 0 | 0 | 0
270197 | PIN 42/28 L72 mm + ring 50/28 x 4mm + split pen Spec B45ME4200 | PCS | 0 | 0 | 0 | 0
270198 | PIN 44/30 L98 mm + ring 54/30 x 4mm + split pen Spec B45ME4200 | PCS | 0 | 0 | 0 | 0
270199 | PIN 42/28 L92 mm + ring 50/28 x 4mm + split pen Spec B45ME4200 | PCS | 0 | 0 | 0 | 0
270200 | PIN Bogie 42 x 28 x 75 (induction) + washer 28/50 x 4mm + split pen | PCS | 0 | 0 | 0 | 0
270201 | PIN Bogie 42 x 28 x 95 (induction) + washer 28/50 x 4mm + split pen | PCS | 0 | 0 | 0 | 0
270202 | PIN Bogie 45 x 30 x 100 (induction) + washer 31/56 x 4mm + split pen | PCS | 0 | 0 | 0 | 0
270203 | Bush Bogie 38 x 28 x 12 (hardening) | PCS | 0 | 0 | 0 | 0
270204 | Bush Bogie 38 x 28 x 22 (hardening) | PCS | 0 | 0 | 0 | 0
270205 | Bush Bogie 38 x 28 x 25 (hardening) | PCS | 0 | 0 | 0 | 0
270206 | Bush Bogie 40 x 30 x 25 (hardening) | PCS | 0 | 0 | 0 | 0
1090001 | Flexicon, SS-M20 Locknut | PCS | 0 | 0 | 0 | 0
1090002 | Flexicon, SS-M25 Locknut | PCS | 0 | 0 | 0 | 0
10139 | ABB, S203 M-D4 | PCS | 0 | 0 | 0 | 0
10140 | ABB, S203M D6 | PCS | 0 | 0 | 0 | 0
10141 | ABB, S203M D25 | PCS | 0 | 0 | 0 | 0
10142 | ABB, S 201 M - D6, 6A, 1P, 220 VAC | PCS | 0 | 0 | 0 | 0
10143 | ABB, S 201 M - C2, 2A, 1P, 220 VAC | PCS | 0 | 0 | 0 | 0
10144 | ABB, S 201 M -C4, 4A, 1P, 220 VAC | PCS | 0 | 0 | 0 | 0
10145 | ABB SACE TMAX 630,3P, 630 | PCS | 0 | 0 | 0 | 0
10149 | ABB, CP-E 24/5.0 24 VDC, 230 VAC (SWITCH MODE POWER SUPPLY) | PCS | R02A | 1 | 0 | 1
10150 | ABB, CAL 5X-11 | PCS | R02A | 4 | 0 | 4
10151 | ABB, AX50-30 | PCS | R02A | 2 | 0 | 2
10152 | ABB, AX18-30-10 | PCS | L03A | 3 | 0 | 3
10168 | ABB, HKF1-20, 2 No Contact Front Mounting Operating voltage 240VAC 4A | PCS | 0 | 0 | 0 | 0
10169 | ABB, AX06-30-10-80, 3kW 3pole, 220-230VAC 50Hz coil voltage, fitted with 1 NO Aux Contact | PCS | 0 | 0 | 0 | 0
10170 | ABB, TA25DU 4.0-20, Trip class 20 with setting range 2.2 to 40.A | PCS | 0 | 0 | 0 | 0
10171 | ABB, Travo 5VA 3P 380V/7.656V | PCS | 0 | 0 | 0 | 0
20037 | WAGO, 2004-1411/1000-401 | PCS | R10B | 50 | 48 | 2
20038 | WAGO, 2002-1611, Fused Disconnect TB 2.5mm | PCS | 0 | 10 | 10 | 0
60067 | Weidmuller, ZP 2.5/1AN/QV/5 | PCS | L02D | 19 | 0 | 19
270207 | Obeng minus kecil Weidmuller | PCS | 0 | 0 | 0 | 0
60027 | WEIDMULLER, EL 15MM GE 30M PN 200660000 | ROLL | R01B | 28 | 16 | 12
30027 | SCHNEIDER, XB5-AA42, push button flush, 1NC,RED ¯22mm | PCS | 0 | 0 | 0 | 0
30026 | SCHNEIDER, XB5-AA31, push button flush, 1NO,GREEN ¯22mm | PCS | 0 | 0 | 0 | 0
30034 | SCHNEIDER, LV432893, NSX630N, 3P, 360A | PCS | 0 | 0 | 0 | 0
150040 | Panduit, LCMA10-10-C | PCS | 0 | 0 | 0 | 0
150041 | Panduit, LCMA35-10-C | PCS | 0 | 0 | 0 | 0
260147 | Plate SS400, 6 x 1200 x 2400 | Lmbr | 0 | 0 | 0 | 0
1090003 | Flexicon, FPAX21-BM20B | PCS | 0 | 0 | 0 | 0
1090004 | Flexicon, FPAX42-BM40B | PCS | 0 | 0 | 0 | 0
320160 | Repeater (rakitan, termasuk kabel, antena dan jasa setting) | SET | 0 | 0 | 0 | 0
210005 | HARTING Electrical Connector 19000005095 | PCS | 0 | 0 | 0 | 0
560004 | Circutor TC6, Ref M70337 600/5A | PCS | 0 | 0 | 0 | 0
260001 | Plate of Meter | PCS | 0 | 1 | 0 | 1
260002 | Plate of HMI TCMS | PCS | 0 | 1 | 0 | 1
260003 | Plate of Traction Switch Panel | PCS | 0 | 1 | 0 | 1
260004 | Plate of Door Switch Panel | PCS | 0 | 1 | 0 | 1
260006 | Plate of Power and Signaling Switch Panel | PCS | 0 | 1 | 0 | 1
260007 | Plate of HMI PIDS | PCS | 0 | 1 | 0 | 1
260008 | Plate of Horn & Buzzer Panel | PCS | 0 | 1 | 0 | 1
260009 | Plate of Indicator & Manometer Panel | PCS | 0 | 1 | 0 | 1
260010 | Plate of Auxiliary Switch Panel | PCS | 0 | 1 | 0 | 1
20039 | WAGO, 2004-1404 | PCS | 0 | 0 | 0 | 0
20049 | WAGO, 400-490/490-004 | PCS | R10E | 4 | 0 | 4
20050 | WAGO, 769-105/021-000 (LOCKING) | PCS | R08C | 701 | 0 | 701
20051 | WAGO, 769-605 | PCS | R08A | 146 | 0 | 146
20052 | WAGO, 281-409 | PCS | R10C | 269 | 0 | 269
20082 | Wago, 787-842 (20A) | PCS | 0 | 0 | 0 | 0
20083 | Wago, 787-844 (40A) | PCS | 0 | 0 | 0 | 0
30004 | SCHNEIDER, ZB2BZ103 + 2B5AA44 | PCS | 0 | 0 | 0 | 0
30005 | SCHNEIDER, ZB2BZ103 + 2B5AA3 | PCS | 0 | 0 | 0 | 0
30007 | SCHNEIDER, GV2ME14,6É10A,3P | PCS | 0 | 0 | 0 | 0
30011 | SCHNEIDER, A9F85210, 10A, 2P, D-Curve | PCS | 0 | 0 | 0 | 0
30015 | SCHNEIDER, LC1K0910U7, coil 230.....240 V AC | PCS | 0 | 0 | 0 | 0
30016 | SCHNEIDER, LC1F500V7, 3P,440Vac,500A,Coil Voltage 400Vac | PCS | 0 | 0 | 0 | 0
30017 | SCHNEIDER, LV432403 Basic Frame Compact NSX400N + LV432097 Trip Unit Micrologic 5 3 E | PCS | 0 | 0 | 0 | 0
1100001 | Inverter, Premium Type ODS-750-7277-T, Input 110Vdc Output 230 Vac, 750 Watt | PCS | 0 | 0 | 0 | 0
60094 | Weidmuller, PRO ECO, 120 Watt 12 VDC 10 A, Input 230 VAC, Output 12 VDC Power 120 Watt | PCS | 0 | 0 | 0 | 0
30106 | Schneider, RXM2AB1FD, 2Co, 12A, 110 Vdc | PCS | 0 | 0 | 0 | 0
270208 | Tools rubber | PCS | 0 | 0 | 0 | 0
30022 | SCHNEIDER, RPM32P7, with test button and LED, 3PDT-15A | PCS | 0 | 26 | 26 | 0
30025 | SCHNEIDER, XB5AVM5, YELLOW 240VAC | PCS | 0 | 0 | 0 | 0
30029 | SCHNEIDER, RPZF3 | PCS | 0 | 104 | 104 | 0
30033 | SCHNEIDER, A9D31606 | PCS | 0 | 0 | 0 | 0
30037 | SCHNEIDER, ZB5-A64 | PCS | 0 | 0 | 0 | 0
30038 | SCHNEIDER, XB5-AVM31 | PCS | 0 | 0 | 0 | 0
30044 | SCHNEIDER, NSYTRV 162 TB | PCS | 0 | 0 | 0 | 0
30045 | SCHNEIDER, NSYTRAC 162 SPARATOR | PCS | 0 | 0 | 0 | 0
30046 | SCHNEIDER, A9D31620 | PCS | 0 | 0 | 0 | 0
30048 | SCHNEIDER, GV2ME20 | PCS | 0 | 0 | 0 | 0
30050 | SCHNEIDER, XB5-AG41 | PCS | 0 | 0 | 0 | 0
30051 | SCHNEIDER, XBE7V03MP | PCS | 0 | 0 | 0 | 0
30077 | Schneider, LC1DT80A, 220V 50/60 HZ | PCS | L06D | 1 | 0 | 1
30078 | Schneider, RM4UA33M | PCS | 0 | 0 | 0 | 0
30079 | Schneider, CA2KN31M7 | PCS | L06D | 16 | 0 | 16
40002 | KRAUS NAIMER, CA10, A251, 2 POLE, 4 STEP | PCS | 0 | 0 | 0 | 0
40004 | KRAUS NAIMER POS O-RN-SN-TN | PCS | 0 | 0 | 0 | 0
10001 | ABB, MS116-32 | PCS | 0 | 0 | 0 | 0
40005 | KRAUS NAIMER, CA10, A261 POS OFF-INT-LOW-HIGH | PCS | R05D | 46 | 45 | 1
40008 | KRAUS NAIMER, CA10 POS BYPASS-GEN1-GEN2- GEN1&2 | PCS | 0 | 0 | 0 | 0
260153 | Baseplate of AC CT, FC & Controller No. Drw 39.2-SIV001 | SET | 0 | 0 | 0 | 0
260154 | Baseplate of SIVK & AC PT No. Drw. 39.2-SIV002 | SET | 0 | 0 | 0 | 0
260155 | Baseplate of RC No. Drw. 39.2-SIV003 | SET | 0 | 0 | 0 | 0
260156 | Baseplate of RD No. Drw. 39.2-SIV004 | SET | 0 | 0 | 0 | 0
260157 | Baseplate of DC PT & Relay No. Drw. 39.2-SIV005 | SET | 0 | 0 | 0 | 0
260158 | Baseplate of Cable Support No. Drw. 39.2-SIV006 | SET | 0 | 0 | 0 | 0
260159 | Baseplate of DC HK No. Drw. 39.2-SIV007 | SET | 0 | 0 | 0 | 0
260160 | Baseplate of DC CT No. Drw. 39.2-SIV008 | SET | 0 | 0 | 0 | 0
260161 | Baseplate of IVS No. Drw. 39.2-SIV009 | SET | 0 | 0 | 0 | 0
260162 | Baseplate of CHK No. Drw. 39.2-SIV010 | SET | 0 | 0 | 0 | 0
1120001 | Quick Release Nut, FTRM-FF-10X2 | PCS | 0 | 0 | 0 | 0
10178 | ABB, Green, CP3-13G-01 | PCS | 0 | 0 | 0 | 0
30107 | Schneider, XB5AD21 + 1NC | PCS | 0 | 0 | 0 | 0
30108 | Schneider, XB7ND21 | PCS | 0 | 0 | 0 | 0
40009 | KRAUS NAIMER, CA10 POS RS-RT-ST-OFF-RN-SN-TN | PCS | 0 | 0 | 0 | 0
40019 | KRAUS & NAIMER, POS R-S-T-OFF | PCS | 0 | 0 | 0 | 0
40020 | KRAUS & NAIMER, POS. 1-OFF-2 | PCS | 0 | 0 | 0 | 0
50019 | OMRON, S8VK-T96024 | PCS | 0 | 0 | 0 | 0
60015 | WEIDMULLER, ZT 4/4AN/2 | PCS | L02D | 2 | 0 | 2
60024 | WK K PH0 (WK K PH) | PCS | 0 | 0 | 0 | 0
60025 | WK K PH2 (WK K PH) | PCS | 0 | 0 | 0 | 0
60026 | WEIDMULLER, PROMAX WM 120 W 24V 5A | PCS | R02A | 1 | 0 | 1
60028 | WEIDMULLER, RIBBON MM-TB25/360SW | PCS | L07A | 1 | 0 | 1
60029 | WEIDMULLER, RIBBON WM 761360 SW | PCS | L07A | 12 | 1 | 11
60030 | WEIDMULLER, WM ESG 6/17 MM GR | PCS | 0 | 0 | 0 | 0
60031 | WEIDMULLER, WM HSS 0.8-2.4 EL W 30 M | PCS | L07A | 8 | 0 | 8
60032 | WEIDMULLER, RIBBON HSS-HF EL40/300 | PCS | L07A | 17 | 0 | 17
60033 | WEIDMULLER, THM PLUS S SCHV | PCS | L07B | 1 | 0 | 1
60034 | WEIDMULLER, EUS MMGE 30 M | PCS | 0 | 0 | 0 | 0
60036 | WEIDMULLER, THM MMP 2430920000 | PCS | 0 | 0 | 0 | 0
60037 | WEIDMULLER, THM MMP PERFORATOR 1416330000 | PCS | 0 | 0 | 0 | 0
60038 | WEIDMULLER, THM MMP EXT. RH 1302920000 | PCS | 0 | 0 | 0 | 0
60043 | WEIDMULLER, ZAP/TW ZT2.5 | PCS | 0 | 0 | 0 | 0
60051 | Weidmuller, ADP WF10/WF12 1780940000 | PCS | LUAR | 20 | 1 | 19
60057 | Weidmuller, ZPS 2.5/1AN/QV/10 | PCS | L01A | 10 | 0 | 10
60060 | Weidmuller, WF8 | PCS | L01B | 154 | 0 | 154
60061 | Weidmuller, WFF 70 | PCS | L02D | 9 | 0 | 9
60062 | Weidmuller, WAH 70 BE | PCS | L02D | 19 | 0 | 19
60063 | Weidmuller, WTW WF8 2300 | PCS | L02D | 139 | 0 | 139
60064 | Weidmuller, WEW 35/2 | PCS | L02D | 83 | 0 | 83
60065 | Weidmuller, APGSR 2.5/4 | PCS | L02D | 74 | 0 | 74
60066 | Weidmuller, APG 2.5/5 | PCS | L02D | 28 | 0 | 28
60068 | Weidmuller, ZPS 2.5/1AN/QV/6 | PCS | L02D | 25 | 0 | 25
60069 | Weidmuller, ZP 2.5/1AN/10 | PCS | L02D | 40 | 0 | 40
60070 | Weidmuller, ZP 4/1AN/5 | PCS | L01B | 91 | 0 | 91
60071 | Weidmuller, ZVR ZP2.5 | PCS | L02D | 20 | 0 | 20
60072 | Weidmuller, WQL 2 WF8 | PCS | 0 | 0 | 0 | 0
60073 | Weidmuller, ZDU 2.5/2x 2AN/D+ | PCS | L01B | 20 | 0 | 20
60074 | Weidmuller, ZAD ZT/ZPS 2.5 | PCS | L02D | 25 | 0 | 25
60075 | Weidmuller, AEP 4C 2.5 | PCS | L02D | 50 | 0 | 50
60076 | Weidmuller, ZZE ZP4 | PCS | L02D | 149 | 0 | 149
60077 | Weidmuller, ZZE ZP 2.5/8 | PCS | L02D | 25 | 0 | 25
60078 | Weidmuller, WTW WFF70 | PCS | L02D | 10 | 0 | 10
60079 | Weidmuller, ZAP/TW ZDL D2.5-2N | PCS | L02D | 20 | 0 | 20
60080 | Weidmuller, AEP 4C 4 OR | PCS | L02D | 20 | 0 | 20
60081 | Weidmuller, ZEW | PCS | 0 | 0 | 0 | 0
60083 | Weidmueller, ZPS 2.5/1AN/QV/1 | PCS | L01A | 35 | 0 | 35
60084 | WeidmuellerÐZPS 2.5/1AN/QV/5 | PCS | 0 | 0 | 0 | 0
60086 | Weidmueller Ð ZVR ZPS 2.5 | PCS | L02D | 19 | 0 | 19
60087 | Weidmueller Ð ZVLA ZPS 2.5 | PCS | 0 | 0 | 0 | 0
80024 | APT, LA39-C1-20/R-JW-RW | PCS | R02A | 21 | 0 | 21
80025 | APT, AD16-22M/K26-B-TK | PCS | R02A | 5 | 0 | 5
80034 | APT, LA39-A-1NO,1NC/K/23-AC.DC 24 V | PCS | 0 | 0 | 0 | 0
80035 | APT, LA39-C1-R02Z/K23 | PCS | 0 | 0 | 0 | 0
100001 | MORS SMITT, TDE4N-U 72 230 VAC/ DC 0-10 S | PCS | L06A | 26 | 0 | 26
100002 | MORS SMITT, TDE4N-U 72-230VAC/DC 0-180s | PCS | 0 | 186 | 186 | 0
100003 | MORS SMITT, ON DELAY 6-60S, TDB4-U204 | PCS | L06A | 124 | 122 | 2
100007 | MORS SMITT, KCD U-204, 2 CO, Latch, Coil 110VDC | PCS | 0 | 62 | 62 | 0
100008 | MORS SMITT, D-U303-L, COIL 220VAC | PCS | 0 | 62 | 62 | 0
100011 | MORS SMITT D-U204 | PCS | 0 | 0 | 0 | 0
100012 | MORS SMITT D-U110 | PCS | 0 | 0 | 0 | 0
100024 | MORS SMITT, BD-B-220-230VAC 50 HZ+ SOCKET V29 | PCS | 0 | 0 | 0 | 0
110001 | SKUN FASTUN 0.75 MM? ISOLASI | PCS | 0 | 0 | 0 | 0
110003 | SKUN FASTUN 1.5 MM? ISOLASI | PCS | 0 | 0 | 0 | 0
110004 | SKUN O 25 MM? NON ISOLASI | PCS | 0 | 0 | 0 | 0
110005 | SKUN O 16 MM? NON ISOLASI | PCS | 0 | 0 | 0 | 0
110006 | SKUN O 4 MM? ISOLASI | PCS | 0 | 0 | 0 | 0
110007 | SKUN O 10 mm² M6 | PCS | 0 | 0 | 0 | 0
110009 | SKUN I 16 MM² NON ISOLASI | PCS | 0 | 0 | 0 | 0
110010 | SKUN I 4 MM? ISOLASI | PCS | 0 | 0 | 0 | 0
110013 | SKUN I 25 MM² NON ISOLASI | PCS | 0 | 0 | 0 | 0
110014 | SKUN I TWIN (2.5 +2.5) MM? ISOLASI | PCS | 0 | 0 | 0 | 0
110015 | SKUN U 25 MM² NON ISOLASI | PCS | 0 | 0 | 0 | 0
110016 | SKUN U 10 MM² NON ISOLASI | PCS | DOUBLE(HAPUS SAJA) | 0 | 0 | 0
110017 | SKUN U 4 MM² ISOLASI | PCS | 0 | 0 | 0 | 0
110018 | SKUN U 1.5 MM² ISOLASI | PCS | 0 | 0 | 0 | 0
110019 | SKUN U 2.5 MM² ISOLASI | PCS | 0 | 0 | 0 | 0
110020 | SKUN KABEL 150 MM², RAYCHEM RPG CABLE LUG RLD-150-12, FOR 150 MM², M12 2 HOLE | PCS | 0 | 0 | 0 | 0
110021 | SKUN RING 10 MM M8 | PCS | 0 | 0 | 0 | 0
110022 | SKUN O 4-6 MM NON INSULATED M8 (PANDUIT, ISOLASI) | PCS | R02B | 50 | 1 | 49
110023 | SKUN RING 16 MM M8 | PCS | 0 | 0 | 0 | 0
110024 | R2 LCMA 168 | PCS | 0 | 0 | 0 | 0
110025 | SKUN RING 25 MM M8 | PCS | 0 | 0 | 0 | 0
110046 | SKUN O 50 MM? M8 | PCS | 0 | 0 | 0 | 0
110047 | SKUN I 25 MM? NON ISOLASI | PCS | 0 | 0 | 0 | 0
110048 | SKUN O 0.75MM? | PCS | 0 | 0 | 0 | 0
110061 | SKUN GAE 150MM M12 1 HOLE | PCS | 0 | 0 | 0 | 0
110070 | SKUN DOUBLE HOLE FAST 150mm M12 (CU150-2M12) | PCS | 0 | 0 | 0 | 0
110075 | Skun O 4mm? M6 | PCS | 0 | 0 | 0 | 0
110076 | Skun O 4mm? M8 | PCS | 0 | 0 | 0 | 0
110079 | Skun O 4mm? M4 | PCS | 0 | 0 | 0 | 0
110080 | Skun Fastun 4mm? | PCS | 0 | 0 | 0 | 0
130002 | DIN RAIL KUNING "FORT" | PCS | SUKOSARI | 125 | 0 | 125
130003 | DIN RAIL SILVER "FORT" | PCS | SUKOSARI | 600 | 0 | 600
130004 | DIN RAIL SILVER "WEIDMULLER" | PCS | 0 | 0 | 0 | 0
140003 | Heatshrink white color diameter 16mm | ROLL | R07A | 7 | 0 | 7
140008 | Heatshrink white color diameter 14mm | ROLL | R07A | 8 | 0 | 8
140010 | HEATSHRINK 30 HITAM | ROLL | 0 | 0 | 0 | 0
140011 | HEATSHRINK 150 PUTIH | ROLL | 0 | 0 | 0 | 0
150006 | PANDUIT, M8 Cable size 150mm2, LCMA 150-8-X | PCS | R02E + R08E | 661 | 0 | 661
150010 | PANDUIT, FERRULES I NON 0,75mm, F76-8-M | PCS | R02D | 1000 | 0 | 1000
150013 | PANDUIT, FERRULES I TWIN BLUE 16mm, FTD84-16-C | PCS | R02D | 101 | 0 | 101
150017 | PANDUIT, FERRULES I TWIN RED 10mm, FTD83-14-C | PCS | R02D | 2297 | 0 | 2297
150029 | PANDUIT, FERRULES I ISO YELLOW 6 mm, FSD82-18-C | PCS | R02D | 100 | 0 | 100
150033 | PANDUIT, PV14-14F-C, SKUN U 1,5-2,5 MMSQ M6 | PCS | 0 | 0 | 0 | 0
190001 | RELAY, HELLA WIPE-/WASIN INTERVAL TYPE : 5WG 002-450-121 | PCS | 0 | 52 | 52 | 0
210006 | HARTING Electrical Connector 19300241522 | PCS | 0 | 0 | 0 | 0
210007 | HARTING Electrical Connector 09330242601 | PCS | 0 | 0 | 0 | 0
210008 | HARTING Electrical Connector 09330242701 | PCS | 0 | 0 | 0 | 0
210009 | HARTING Electrical Connector 19300240232 | PCS | 0 | 0 | 0 | 0
210010 | Harting Conector 24 Pin | PCS | 0 | 0 | 0 | 0
240003 | ENGSEL PINTU AC DMU | PCS | 0 | 0 | 0 | 0
250010 | Power Cable, 16 mm2, 1000 V, Spektek: 307/SPT/K1003TB091/16, Blue Bright Colour | M | SUKOSARI | 450 | 0 | 450
250011 | Power Cable, 10 mm2, 1000 V, Spektek: 307/SPT/K1003TB091/16, Red Bright Colour | M | 0 | 0 | 0 | 0
250012 | Power Cable, 10 mm2, 1000 V, Spektek: 307/SPT/K1003TB091/16, Red Dark Colour | M | 0 | 0 | 0 | 0
250013 | Power Cable, 10 mm2, 1000 V, Spektek: 307/SPT/K1003TB091/16, Yellow Bright Colour | M | R07C | 44 | 0 | 44
250014 | Power Cable, 10 mm2, 1000 V, Spektek: 307/SPT/K1003TB091/16, Blue Bright Colour | M | R07C | 24 | 0 | 24
250015 | Power Cable, 10 mm2, 1000 V, Spektek: 307/SPT/K1003TB091/16, Black Colour | M | SUKOSARI | 300 | 0 | 300
250016 | Control Cable, 4 mm2 , 1000 V, Spektek: 307/SPT/K1003TB091/16, Red Bright | M | 0 | 0 | 0 | 0
250017 | Control Cable, 4 mm2 , 1000 V, Spektek: 307/SPT/K1003TB091/16, Red Dark Colour | M | SUKOSARI | 2500 | 0 | 2500
250018 | Control Cable, 4 mm2 , 1000 V, Spektek: 307/SPT/K1003TB091/16, Yellow Bright Colour | M | 0 | 0 | 0 | 0
250019 | Control Cable, 4 mm2 , 1000 V, Spektek: 307/SPT/K1003TB091/16, Blue Bright Colour | M | 0 | 0 | 0 | 0
250020 | Control Cable, 4 mm2 , 1000 V, Spektek: 307/SPT/K1003TB091/16, Black Colour | M | 0 | 0 | 0 | 0
250021 | Control Cable, 2.5 mm2 , 1000 V, Spektek: 307/SPT/K1003TB091/16, Red Bright Colour | M | 0 | 1300 | 1300 | 0
250022 | Control Cable, 2.5 mm2 , 1000 V, Spektek: 307/SPT/K1003TB091/16, Red Dark Colour | M | 0 | 1200 | 1200 | 0
250023 | Control Cable, 2.5 mm2 , 1000 V, Spektek: 307/SPT/K1003TB091/16, Yellow Bright Colour | M | 0 | 400 | 400 | 0
250024 | Control Cable, 2.5 mm2 , 1000 V, Spektek: 307/SPT/K1003TB091/16, Blue Bright Colour | M | 0 | 400 | 400 | 0
250025 | Control Cable, 2.5 mm2 , 1000 V, Spektek: 307/SPT/K1003TB091/16, Black Colour | M | 0 | 510 | 510 | 0
250035 | CABLE OFLEX TRAIN 315C TW-P 300V (3X0.75 MM? BLACK) | M | R07C | 250 | 0 | 250
250036 | CABLE HF-RMSG-RD 0.6 KV 1,5 mm2 GREY | M | 0 | 0 | 0 | 0
250037 | CABLE HF-RMSG-RD 0.6 KV 2,5 mm2 GREY | M | 0 | 0 | 0 | 0
250038 | CABLE HF-RMSG-RD 0.6 KV 4 mm2 GREY | M | SUKOSARI | 2000 | 0 | 2000
250039 | CABLE HF-RMSG-RD 0.6 KV 10 mm2 GREY | M | SUKOSARI | 4500 | 0 | 4500
250042 | Power Cable, 16 mm2, 1000 V, Spektek: 307/SPT/K1003TB091/16, abu-abu | M | SUKOSARI | 5 | 0 | 5
250043 | POWER CABLE, 2,5MM2, 1000V, RED BRIGHT COLOUR | M | 0 | 0 | 0 | 0
250044 | POWER CABLE, 2,5MM2, 1000V, BLUE BRIGHT COLOUR | M | 0 | 0 | 0 | 0
250045 | SPIRAL WRAPING BAND 10 M KSS KS-19 Kecil | M | 0 | 0 | 0 | 0
250046 | SPIRAL WRAPING BAND 10 M KSS Besar | M | 0 | 0 | 0 | 0
250051 | CABLE HF - RMSG - RD 1 X 2.5 SQ (RD) | M | 0 | 0 | 0 | 0
250052 | CABLE HF - RMSG - RD 1 X 2.5 SQ (BK) | M | 0 | 0 | 0 | 0
250065 | KABEL WL 125SQ 600V | M | 0 | 0 | 0 | 0
250066 | Kabel EN 150SQ 600V | M | 0 | 0 | 0 | 0
250071 | LS Cable, HF-RMSG-RD EN50264-3-1, 3600V, 2,5mm? | M | 0 | 0 | 0 | 0
250072 | LS Cable, HF-RMSG-RD EN50264-3-1, 3600V, 50mm? | M | 0 | 0 | 0 | 0
250073 | LS Cable, HF-RMSG-RD EN50264-3-1, 3600V, 95mm? | M | 0 | 0 | 0 | 0
250074 | LS Cable, HF-RMSG-RD EN50264-3-1, 600V, 95mm? | M | 0 | 0 | 0 | 0
250076 | LS Cable, HF-RMSG-RD EN50264-3-1, 600V, 2.5mm? Green Yellow Strip (ground cable color) PE | M | 0 | 0 | 0 | 0
250077 | LS Cable, LSRS-SB EN50306-3, 300V + 4 x 1.0sq | M | 0 | 0 | 0 | 0
250078 | LS Cable, LSRS-SB EN50306-3, 300V + 2 x 1.0sq | M | 0 | 0 | 0 | 0
250079 | LS Cable, LSRS-SB EN50306-3, 300V + 1 x 1.0sq | M | 0 | 0 | 0 | 0
250105 | LS Cable, HF-RMSG-RD EN50264-3-1, 600V, 35mm? | M | 0 | 0 | 0 | 0
250107 | Skintop MS-M 32X1.5mm ATEX PN 53112740 | PCS | 0 | 0 | 0 | 0
250126 | Skinditch SM -M 25x1.5 Counter nut PN 52103040 Locknut | PCS | R03E | 20 | 0 | 20
260011 | Cover of Emergency Bracket Switch | PCS | 0 | 0 | 0 | 0
260042 | Support Omega | PCS | 0 | 60 | 60 | 0
260046 | Base Plate,Panel Cabinet 39.2LRTJ139 | PCS | 0 | 0 | 0 | 0
260047 | Base Plate,Relay&TCMS Panel MC Sidewall 39.2LRTJ145 | PCS | 0 | 0 | 0 | 0
260048 | Base Plate,Under Driver Desk MC 39.2LRTJ146 | PCS | 0 | 0 | 0 | 0
260049 | Base Plate,Compressor Control Panel 39.2-LRTJ149 | PCS | 0 | 0 | 0 | 0
260050 | Base Plate,Battery Control Panel 39.2-LRTJ150 | PCS | 0 | 0 | 0 | 0
260051 | Base Plate of AC Panel Cabinet 39.2-LRTJ133 | PCS | 0 | 0 | 0 | 0
260071 | BRACKET HOLDER / BRACKET BESAR E24-5734070-TE8 | PCS | 0 | 0 | 0 | 0
260070 | BRACKET HINGE (ENGSEL)/ BRACKET KECIL E22-5734030-CG8 | PCS | 0 | 0 | 0 | 0
260069 | PANEL SERVER | PCS | 0 | 6 | 6 | 0
260068 | PART PENGUNCI | PCS | 0 | 0 | 0 | 0
260148 | Plate SUS 201, T2 x 305 x 150.000 MM | PCS | 0 | 0 | 0 | 0
260149 | Plate SUS 201, T1.5 x 124 x 150.000 MM | PCS | 0 | 0 | 0 | 0
260150 | Plate SUS 304, T1 x 535 x 150.000 MM | PCS | 0 | 0 | 0 | 0
260151 | Plate SUS 304, T1 x 465 x 150.000 MM | PCS | 0 | 0 | 0 | 0
260152 | Plate SUS 201, T0.8 x 195 x 150.000 MM | PCS | 0 | 0 | 0 | 0
270004 | MATA BOR 3 mm | PCS | 0 | 0 | 0 | 0
270007 | MATA BOR 4,5 mm | PCS | 0 | 0 | 0 | 0
270008 | MATA BOR 6,0 mm | PCS | 0 | 0 | 0 | 0
270009 | MATA BOR 6,2 mm | PCS | 0 | 0 | 0 | 0
270010 | MATA BOR 10,0 mm | PCS | 0 | 0 | 0 | 0
270011 | MATA BOR 13,0 mm | PCS | 0 | 0 | 0 | 0
270012 | MATA BOR (PANJANG) 2,5 mm | PCS | 0 | 0 | 0 | 0
270015 | MATA BOR LONG DRILL 5,2 mm | PCS | 0 | 0 | 0 | 0
270016 | TAPS M4 X 0,7 | PCS | 0 | 0 | 0 | 0
270017 | TAPS M5 X 0,8 | PCS | 0 | 0 | 0 | 0
270023 | CRIMPING TOOL | PCS | 0 | 0 | 0 | 0
270022 | MATA GRINDA RESIBON | PCS | 0 | 0 | 0 | 0
270021 | MATA GRINDA POTONG WD | PCS | 0 | 0 | 0 | 0
270039 | Tangki Capacity 2000L | PCS | 0 | 0 | 0 | 0
270061 | FLAP DISC, MATA GRINDA AMPLAS | PCS | 0 | 0 | 0 | 0
270062 | TAPS M3 | PCS | 0 | 0 | 0 | 0
310003 | LAMPU LED HIJAU | PCS | R09D | 916 | 0 | 916
310005 | LAMPU SMC HIJAU | PCS | 0 | 0 | 0 | 0
310006 | LAMPU T DAN T (PUTIH/KUNING) | PCS | 0 | 0 | 0 | 0
310007 | SWITCH LAMPU BACA | PCS | 0 | 0 | 0 | 0
310008 | LED LAMPU BACA | PCS | 0 | 30 | 30 | 0
310011 | COVER TAIL LIGHT | PCS | 0 | 0 | 0 | 0
310012 | MIKA TAIL LIGHT | PCS | 0 | 0 | 0 | 0
310013 | LAMPU BACA 438 220 VAC | PCS | R12E | 59 | 30 | 29
310014 | TAIL LIGHT | PCS | 0 | 0 | 0 | 0
310015 | SIDE LAMP | PCS | 0 | 0 | 0 | 0
320001 | RAK PINTER | PCS | 0 | 0 | 0 | 0
320002 | RAK BAWAH TANGGA | SET | 0 | 0 | 0 | 0
320005 | MEJA KERJA & SIDE DESK | SET | 0 | 0 | 0 | 0
320018 | FINGER PRINT | SET | 0 | 0 | 0 | 0
320033 | Fandelier | PCS | 0 | 0 | 0 | 0
320042 | Picolux | PCS | 0 | 0 | 0 | 0
320043 | Nippon HG | PCS | 0 | 0 | 0 | 0
320047 | Lem Astro | PCS | 0 | 0 | 0 | 0
320048 | Kuas | PCS | 0 | 0 | 0 | 0
320095 | Canopy tanpa tutup | SET | 0 | 0 | 0 | 0
320109 | Inner cover R/L | PCS | 0 | 0 | 0 | 0
320110 | Outer Cover R | PCS | 0 | 0 | 0 | 0
320111 | Outer Cover L | PCS | 0 | 0 | 0 | 0
320112 | End Cap | PCS | 0 | 0 | 0 | 0
320113 | Arm Rest | PCS | 0 | 0 | 0 | 0
320114 | Separator Seat | PCS | 0 | 0 | 0 | 0
320115 | KNOB | PCS | 0 | 0 | 0 | 0
320116 | Holder Arm Rest | PCS | 0 | 0 | 0 | 0
320117 | Table Plate Unit | PCS | 0 | 0 | 0 | 0
320134 | Pelatihan IRIS | SET | 0 | 0 | 0 | 0
320138 | Pekerjaan tambahan jembatan penghubung dari jembatan Gedung Baru ke Gedung Lama | SET | 0 | 0 | 0 | 0
350001 | COPPER | PCS | 0 | 0 | 0 | 0
370005 | Mors smitt, high Voltage Voltmeter D3A85-B, Scale Display 0-400VAC, INPUT 380VAC, diam.80mm | PCS | 0 | 0 | 0 | 0
370006 | Mors smitt, Amperemeter D3A85-B, Scale Display 0-200A, Input 24 VDC, Diam.80 mm | PCS | 0 | 0 | 0 | 0
370007 | Mors smitt, Amperemeter D3A85-B, Scale Display 0-100A, INPUT 24 VDC, Diam. 80mm | PCS | 0 | 0 | 0 | 0
370008 | Mors smitt, Battery Voltmeter D3A85-B, Scale Display 0-30vdc, INPUT 24 VDC, Diam. 80mm | PCS | 0 | 0 | 0 | 0
380022 | NUT M5 | PCS | 0 | 0 | 0 | 0
380024 | BAUT M5 | PCS | 0 | 0 | 0 | 0
380025 | WHASER PLAT M5 | PCS | 0 | 0 | 0 | 0
380032 | WASHER SPRING M12 GROUND | PCS | 0 | 0 | 0 | 0
380033 | WASHER PLAT M12 GROUND | PCS | 0 | 0 | 0 | 0
380035 | WASHER PLAT M6 | PCS | 0 | 0 | 0 | 0
380065 | RING PLATE M4 | PCS | 0 | 0 | 0 | 0
380066 | Nut M6 | PCS | 0 | 0 | 0 | 0
380073 | Bolt M12X45 8,8T | PCS | 0 | 0 | 0 | 0
380074 | SCREW M8X15mm | PCS | 0 | 0 | 0 | 0
380075 | BAUT HEX M8 X 20 SUS | PCS | 0 | 0 | 0 | 0
380099 | CSK, M8 x 30, Verseng L, SUS | PCS | 0 | 0 | 0 | 0
380100 | Cap Nut, M6, SUS | PCS | 0 | 0 | 0 | 0
380101 | Hex Bolt M6 x 30, Steel | PCS | 0 | 0 | 0 | 0
380102 | Hex Bolt M6 x 40, Steeel | PCS | 0 | 0 | 0 | 0
380103 | Hex Bolt M10 x 30, Steeel | PCS | 0 | 0 | 0 | 0
380104 | Nut M10, Steel | PCS | 0 | 0 | 0 | 0
380105 | Washer Plate M10, Steel | PCS | 0 | 0 | 0 | 0
390014 | BUSBAR SISIR 3 PHASE | PCS | LUAR | 8 | 2 | 6
390015 | BUSBAR | PCS | 0 | 0 | 0 | 0
390016 | BUSBAR 40X10 | PCS | 0 | 0 | 0 | 0
390024 | Busbar 25MMX8MM | PCS | 0 | 0 | 0 | 0
400002 | Phoenix, HV M8/1 - 3049301 | PCS | 0 | 0 | 0 | 0
400003 | Phoenix, HV M12/2-TP-3049709 | PCS | 0 | 0 | 0 | 0
400004 | Phoenix, E/AL-NS 35-1201662 | PCS | 0 | 0 | 0 | 0
430002 | ISOLATOR BOARD UK (653X104X74) MM | PCS | R07D | 7 | 0 | 7
430003 | TERMINAL BLOCK UK (250X104X27) | PCS | 0 | 0 | 0 | 0
430005 | Isolator Board Type 3 Apparatur for Indoor use up to 2500 volt Tinggi 40mm? Diameter 32mm? | PCS | 0 | 0 | 0 | 0
560001 | Circutor TC6, Ref M70336, 500/ 5A , CT | PCS | 0 | 0 | 0 | 0
560002 | Circutor SEC72, Ref M10428, 500V , VOLTMETER | PCS | 0 | 0 | 0 | 0
560003 | Circutor SEC72, Ref M102YK, interchange able scales, 500/5A, AMPERE METER | PCS | 0 | 0 | 0 | 0
710001 | KARET LIST KACA | PCS | 0 | 0 | 0 | 0
730002 | JASA BARANG | PCS | 0 | 0 | 0 | 0
730010 | Jasa pemasangan compressor kantor Jl. Candi Sewu | PCS | 0 | 0 | 0 | 0
730011 | Jasa pengecatan baja bordes Lt II gudang Sukosari | PCS | 0 | 0 | 0 | 0
740001 | 12' HD Monitor Touchscreen (938-5734F7-12S) | PCS | 0 | 0 | 0 | 0
740007 | Monitor, 10,1 Inch TFT LED CCTV Moniyor EYOYO/ESCAM Model YWX-1018HD | PCS | 0 | 0 | 0 | 0
750022 | Aluminium Plate AL 5083 1.5 x 1200 x 2400 | PCS | 0 | 0 | 0 | 0
760023 | HOLLO 50 x 70 x 2,3 x 6000 ALUMUNIUM | PCS | 0 | 0 | 0 | 0
760024 | HOLLO 40 x 40 x 4,5 x 6000 ALUMUNIUM | PCS | 0 | 0 | 0 | 0
760025 | IWF 150 x 75 x 5 x 6000 | PCS | 0 | 0 | 0 | 0
760026 | HOLLO 75 x 45 x 5 x 7 x 6000 ALUMUNIUM | PCS | 0 | 0 | 0 | 0
760027 | Hollow 40 x 60 x 2.5 x 6000 ALUMUNIUM | PCS | 0 | 0 | 0 | 0
1030002 | Daehong, Heatshink total power dissipation 1300W, fin type, cooling : natural/forced air | PCS | 0 | 0 | 0 | 0
1030003 | Sumitomo, Heatshink total power dissipation 1300W, fin type, cooling : natural/forced air | PCS | 0 | 0 | 0 | 0
1110001 | 1800 x1200x700, 2 Pintu Freestanding IP31 | PCS | 0 | 0 | 0 | 0
1110002 | 1800x800x500, 2 Pintu Freestanding IP31 | PCS | 0 | 0 | 0 | 0
1110003 | 1600x800x500, 2 Pintu Freestanding IP31 | PCS | 0 | 0 | 0 | 0
1110004 | 600x800x300, 1 Pintu Wall Mounted IP31 | PCS | 0 | 0 | 0 | 0
1110005 | 600x400x230, 1 Pintu Wall Mounted IP65 | PCS | 0 | 0 | 0 | 0
1120002 | HOUSING LOCK, Pengecoran SUS304 | PCS | 0 | 0 | 0 | 0
1120003 | LOCKER, Pengecoran SUS304 | PCS | 0 | 0 | 0 | 0
1120004 | SLIDER, Pengecoran SUS304 | PCS | 0 | 0 | 0 | 0
1120005 | PIN 1, Pengecoran SUS304 | PCS | 0 | 0 | 0 | 0
1120006 | SPRING 1, SUS301 | PCS | 0 | 0 | 0 | 0
1120007 | PIN LOCK, Pengecoran SUS304 | PCS | 0 | 0 | 0 | 0
1120008 | SPRING 2, SUS301 | PCS | 0 | 0 | 0 | 0
1120009 | HOUSING COVER, Pengecoran SUS304 | PCS | 0 | 0 | 0 | 0
1120010 | COVER LOCKING, Pengecoran SUS304 | PCS | 0 | 0 | 0 | 0
1120011 | HANDLE LEFT, Pengecoran SUS304 | PCS | 0 | 0 | 0 | 0
1120012 | HANDLE RIGHT, Pengecoran SUS304 | PCS | 0 | 0 | 0 | 0
1120013 | SPRING 3, SUS301 | PCS | 0 | 0 | 0 | 0
1120014 | LEVER, Pengecoran SUS304 | PCS | 0 | 0 | 0 | 0
1120015 | LATCH, Pengecoran SUS304 | PCS | 0 | 0 | 0 | 0
1120016 | HOUSING LOCK 1, Pengecoran SUS304 | PCS | 0 | 0 | 0 | 0
1120017 | HOUSING LOCK 2, Pengecoran SUS304 | PCS | 0 | 0 | 0 | 0
1120018 | LEVER, Pengecoran SUS304 | PCS | 0 | 0 | 0 | 0
1120019 | LOCKING, Pengecoran SUS304 | PCS | 0 | 0 | 0 | 0
1120020 | LATCH 1, Pengecoran SUS304 | PCS | 0 | 0 | 0 | 0
1120021 | LATCH 2, Pengecoran SUS304 | PCS | 0 | 0 | 0 | 0
1120022 | PIN 1, Pengecoran SUS304 | PCS | 0 | 0 | 0 | 0
1120023 | PIN 2, Pengecoran SUS304 | PCS | 0 | 0 | 0 | 0
1120024 | SPRING, SUS301 | PCS | 0 | 0 | 0 | 0
1120025 | COVER LOCK, Pengecoran SUS304 | PCS | 0 | 0 | 0 | 0
1120026 | HANDLE 1, Pengecoran SUS304 | PCS | 0 | 0 | 0 | 0
1120027 | HANDLE 2, Pengecoran SUS304 | PCS | 0 | 0 | 0 | 0
1120028 | CATCHER, Pengecoran SUS304 | PCS | 0 | 0 | 0 | 0
760060 | Kontruksi Klem Karpet | PCS | 0 | 0 | 0 | 0
760061 | Klem Sambungan, Refer Dwg: 46.1-REKA009 | PCS | 0 | 0 | 0 | 0
760062 | Locking, Refer Dwg: 46.1-REKA006 | PCS | 0 | 0 | 0 | 0
760063 | Housing, Refer Dwg: 46.1-REKA007 | PCS | 0 | 0 | 0 | 0
760064 | Karpet, Hypalon, thickness : 2 mm, width : 2 meters , colour : glossy gray | M | 0 | 0 | 0 | 0
760065 | Jig, Refer Dwg: 46.2-REKA001 | PCS | 0 | 0 | 0 | 0
760066 | Kawat Seling | M | 0 | 0 | 0 | 0
760067 | Pengait Seling | PCS | 0 | 0 | 0 | 0
760068 | Welded Eye Bolt, Stainless Steel, M8 x 20 | PCS | 0 | 0 | 0 | 0
760069 | Bushing, Allumunium | PCS | 0 | 0 | 0 | 0
580001 | RESIN TANK. RT-F201 | LITER | L07B | 2 | 0 | 2
580002 | RESIN CATRIDGE F2, RS-F2GRGR-04 | LITER | 0 | 0 | 0 | 0
580003 | RESIN CATRIDGE GREY | LITER | 0 | 0 | 0 | 0
580004 | RESIN CARTRIDGE F2 (CLEAR) | LITER | L07B | 2 | 0 | 2
580005 | RESIN CARTRIDGE F2 (BLACK) | LITER | 0 | 0 | 0 | 0
570001 | GAE, Frequency Meter, 220 VAC | PCS | 0 | 0 | 0 | 0
30109 | Schneider, Relay RXM4LB2BD, 24VDC | PCS | 0 | 0 | 0 | 0
30110 | Schneider, MCB A9F84304, 4A, 3P, 380VAC | PCS | 0 | 0 | 0 | 0
30111 | Schneider, MCB A9F84316, 16A, 3P, 380VAC | PCS | 0 | 0 | 0 | 0
30112 | Schneider, Selector Switch, K1F003MLH | PCS | 0 | 0 | 0 | 0
40027 | Kraus Naimer, A15436124, POS TR-ST-RS-OFF-RN-SN-TN | PCS | 0 | 0 | 0 | 0
40028 | Kraus Naimer, P/N CA10-A200-620, 1P, ON/OFF, Swicthes with 60 Switching, POS OFF-VENT-HALF-FULL | PCS | 0 | 0 | 0 | 0
40029 | Kraus Naimer, A15436125, 1P, C10, POS OFF-ON | PCS | 0 | 0 | 0 | 0
500003 | HELES, 75-100A/5VAC | PCS | 0 | 0 | 0 | 0
860003 | SOCOMAC, TCA14 | PCS | 0 | 0 | 0 | 0
1130001 | TELEMECANIQUE, XB5 AD53 Spring return to centre | PCS | 0 | 0 | 0 | 0
10179 | ABB, S201M-C10, 10A, 1P, 230VAC | PCS | R02A | 1 | 0 | 1
30114 | Schneider, MCB Domae C10, 10A, 1P, 230VAC | PCS | R02A | 3 | 0 | 3
30113 | Schneider, MCB C60N-C2A, 3P, 415VAC | PCS | R02A | 1 | 0 | 1
30115 | Schneider, MCB iC60H-DC, A9N61502, 2A, 1P | PCS | 0 | 0 | 0 | 0
30116 | Schneider, Contactor LC1-DT20M7, 4P, 20A, Coil 220VAC | PCS | 0 | 0 | 0 | 0
60085 | Weidmuller, ZZE ZP 2.5/4 | PCS | L02D | 24 | 0 | 24
650001 | lemari Panel AC | PCS | 0 | 0 | 0 | 0
30117 | Schneider, Socket RXZE1M4C | PCS | 0 | 0 | 0 | 0
30118 | Schneider, Socket RXZE2S108M | PCS | 0 | 0 | 0 | 0
90005 | MORS SMITT, 1P DC 25A, GR1-625-16-B-S1-0-1-22-2 | PCS | 0 | 186 | 186 | 0
90001 | MORS SMITT, 1P DC 4A, GR1-440-16-B-S1-0-1-22-2 | PCS | 0 | 1054 | 1054 | 0
90007 | MORS SMITT, 2P DC 10A, GR2-610-16-B-S1-0-1-2A-2 | PCS | 0 | 62 | 62 | 0
90008 | MORS SMITT, 2P AC 6A, GR2-460-26-B-S1-1-1-DA-2 (AUX) | PCS | 0 | 186 | 186 | 0
90009 | MORS SMITT, 1P AC 6A, GR1-460-26-B-S1-1-1-DA-2 (AUX) | PCS | 0 | 372 | 372 | 0
90010 | MORS SMITT, 2P DC 63A, GR2-663-16-B-S1-0-1-2A-2 | PCS | 0 | 124 | 124 | 0
90011 | MORS SMITT, 2P AC 6A, GR2-460-26-B-S1-0-1-2A-2 | PCS | 0 | 0 | 0 | 0
90012 | MORS SMITT, 1P DC 63A, GR1-663-16-B-S1-0-1-22-2 | PCS | L03D | 24 | 0 | 24
90013 | MORS SMITT, 3P DC 32A, GR3-632-26-B-S1-0-1-3A-2 | PCS | L03D | 12 | 0 | 12
90015 | MORS SMITT, 2P AC 6A, GR2-460-26-B-S1-0-1-DA-2 | PCS | L03D | 60 | 0 | 60
180002 | VINYL V-8 HITAM | M | 0 | 0 | 0 | 0
180003 | VINYL V-8 MERAH | M | 0 | 0 | 0 | 0
180004 | VINYL V-14 BIRU | M | 0 | 0 | 0 | 0
180005 | VINYL V-14 HITAM | M | 0 | 0 | 0 | 0
180006 | VINYL V-14 KUNING | M | 0 | 0 | 0 | 0
180007 | VINYL V-125 BIRU | M | 0 | 0 | 0 | 0
180008 | VINYL V-125 KUNING | M | 0 | 0 | 0 | 0
180009 | ISOLASI PLASTIK | M | 0 | 0 | 0 | 0
180010 | VINYL V-125 MERAH | M | 0 | 0 | 0 | 0
180021 | VINIL 16mm MERAH ISOLASI | M | 0 | 0 | 0 | 0
180022 | VINIL 16mm KUNING ISOLASI | M | 0 | 0 | 0 | 0
180023 | VINIL 16mm BIRU ISOLASI | M | 0 | 0 | 0 | 0
180024 | VINIL 16mm HITAM ISOLASI | M | 0 | 0 | 0 | 0
180027 | VINIL TUBE 35mm | M | 0 | 0 | 0 | 0
180028 | DOUBLE TAPE TEBAL | PCS | 0 | 0 | 0 | 0
180029 | DOUBLE TAPE TIPIS | PCS | 0 | 0 | 0 | 0
180030 | VINYL V-8 BIRU | M | 0 | 0 | 0 | 0
180031 | VINYL V-8 KUNING | M | 0 | 0 | 0 | 0
180032 | VINYL V-14 MERAH | M | 0 | 0 | 0 | 0
330001 | High Accuracy Cable Core Wire Stripper KS-W336 | PCS | 0 | 0 | 0 | 0
330002 | Extra Blades KS-W336 | PCS | 0 | 0 | 0 | 0
330003 | Universal Wire Cutting Stripping Machine KS-W602 | PCS | 0 | 0 | 0 | 0
330004 | Extra Blades KS-W602 | PCS | 0 | 0 | 0 | 0
330005 | Extra Rubber Roller KS-W602 | PCS | 0 | 0 | 0 | 0
330006 | Extra Steel Rollers KS-W602 | PCS | 0 | 0 | 0 | 0
330007 | IMPORTA HITAM | PCS | 0 | 0 | 0 | 0
30119 | Schneider, ZBE-102 | PCS | 0 | 0 | 0 | 0
860001 | SOCOMEC, Current Transformer Rating 100/5A | PCS | 0 | 0 | 0 | 0
860002 | SOCOMEC, Fuse Tube & Holder , 250V , 2A (Fuse Casing) | PCS | 0 | 0 | 0 | 0
500002 | HELES, CR-52 VOLT METER 500V | PCS | R02A | 1 | 0 | 1
620005 | Locking Harmonika (Drawing Terlampir) | SET | 0 | 82 | 33 | 49
30120 | Schneider, NFB 63A 3P | PCS | 0 | 0 | 0 | 0
30121 | schneider 1c 60h A9F84306 | PCS | 0 | 0 | 0 | 0
480002 | Ober, amperemeter dimensi 48 x 48cm | PCS | 0 | 0 | 0 | 0
480003 | Ober, Voltmeter CR52 500V | PCS | 0 | 0 | 0 | 0
610001 | 1250x925 MM ACRYLIC PLATE, BLACK 0.8MM AND WHITE 1 MM THICKNESS | LEMBAR | SUKOSARI | 2000 | 1220 | 780
10180 | ABB, S803S-D100-R | PCS | 0 | 0 | 0 | 0
980011 | Radox, Data Bus 120ohm 4 x 0,5 xms PN : 85001338 | Mtr | 0 | 0 | 0 | 0
980012 | Radox, Rail Cat SE 4x22 xm se PN : 84142178 | Mtr | 0 | 0 | 0 | 0
250128 | LAPP, Etherline Flex Cat 5E, 4x2x26 AWG | Mtr | 0 | 0 | 0 | 0
250129 | LAPP, 3 GKW C-Flex, 4x1.5 mm2 | MTR | 0 | 0 | 0 | 0
1090005 | Flexibel conduit Flexicon, FPAS54 I-¯ 47.2mm, A-¯ 54.5mm | pcs | 0 | 0 | 0 | 0
1090006 | Flexicon, FPAX54 - BM50, Swivel Brass External Thread + Locknut | PCS | 0 | 0 | 0 | 0
160009 | VDO, PN : 224-011-000-550X, Dia. 54mm, p = 550mm Tube Type | PCS | 0 | 0 | 0 | 0
30122 | Schneider, MCCB 3P-50KA 252-630A / NSX-630N MIC 2.0 | PCS | 0 | 0 | 0 | 0
30123 | Schneider, MCB 1P-6KA 2A / Ic-60N | PCS | 0 | 0 | 0 | 0
570009 | GAE, Circutor CT 600/5A (15 VA) Type TC6 | PCS | 0 | 0 | 0 | 0
250130 | LS cable, HF-RMSG-RD-EN50264-3-1 1.8/3kV 150mm2 | METER | 0 | 37200 | 37200 | 0
250131 | Ls Cable, LS-WTB(FR) 2X0.75SQ, 120? 300V | METER | 0 | 0 | 0 | 0
10181 | ABB, Socket CR-M4SFB | PCS | 0 | 0 | 0 | 0
320161 | Solidworks 2020 - Include 3 Years Initial Subs. Service | Lc | 0 | 0 | 0 | 0
320162 | Solidworks Profesional 2020 - Include 3 Years Initial Subs. Service | license | 0 | 0 | 0 | 0
320163 | Upgrade Solidworks Premium 2020 to Solidworks Premium With Solidworks Simulation Premium 2020 - Include 3 Years Initial Subs. Service | Lc | 0 | 0 | 0 | 0
320164 | Solidworks Electrical Profesional 2020 - Include 3 Years Initial Subs. Service | license | 0 | 0 | 0 | 0
320165 | Solidworks Electrical Schematic Profesional 2020 - Include 3 Years Initial Subs. Service | Lc | 0 | 0 | 0 | 0
320166 | Soliworks Electrical 3D 2020 - Include 3 Years Initial Subs. Service | Lc | 0 | 0 | 0 | 0
320167 | Solidworks PDM Professional CAD Editor 2020 - Include 3 Years Initial Subs. Service | license | 0 | 0 | 0 | 0
320168 | Solidworks PDM Professional Contributor 2020 - Include 3 Years Initial Subs. Service | Lc | 0 | 0 | 0 | 0
320169 | Renewal Solidworks Premium Subs. Service - 32 months period (May 20 to Dec 22) | LC | 0 | 0 | 0 | 0
320170 | Renewal Solidworks Flow Simulation - 25 Months Period (Dec 20 to 31 Dec 22) | lc | 0 | 0 | 0 | 0
320171 | Renewal Solidworks Flow Simulation Electric Cooling Module - 25 Months Period (Dec 20 to 31 Dec 22) | lc | 0 | 0 | 0 | 0
320172 | Renewal Solidworks Flow Simulation Subs. Service - 25 Months Perioed (Dec 20 to 31 Dec 22) | Lc | 0 | 0 | 0 | 0
320174 | Renewal Solidworks Electrical Schematic Professional Subs. Service - 25 Months Period (Dec 20 to 31 Dec 22) | Lc | 0 | 0 | 0 | 0
320173 | Renewal Solidworks Electrical 3D Subs. Service - 25 Months Period (Dec 20 to 31 Dec 22) | Lc | 0 | 0 | 0 | 0
270213 | Auto PU Gasket Dispending Machine SJ-303X5 | SET | 0 | 0 | 0 | 0
320175 | Jaket | PCS | 0 | 0 | 0 | 0
320176 | Sepatu Adidas | PSG | 0 | 0 | 0 | 0
730016 | Pelayanan Medical Check Up | LS | 0 | 0 | 0 | 0
320177 | Perpetual License Simcenter Amesim Automotive / Railway Package with 12 months maintenance | Floating | 0 | 0 | 0 | 0
320178 | Simcenter Amesim LSM 1D Solution Expert Product Training Services for 5 days | Floating | 0 | 0 | 0 | 0
320179 | Perpetual License Simcenter Valued Based Licensing (Token Based) | Floating | 0 | 0 | 0 | 0
320180 | Simcenter 3D Acoustics Training | Floating | 0 | 0 | 0 | 0
320181 | Simcenter Durability Analysis Training | Floating | 0 | 0 | 0 | 0
360001 | GAE, CABLE LUGS 150 MM2 M12 | PCS | R02D | 62 | 0 | 62
110050 | SORMOR SKUN O NON INSULATED 16mm M8 | PCS | R03E | 1000 | 0 | 1000
110051 | SORMOR SKUN O NON INSULATED 25mm M8 | PCS | R03E | 500 | 35 | 465
110049 | SKUN O 1,25mm? x M5 | PCS | R02C | 1000 | 0 | 1000
110052 | SORMOR SKUN O NON INSULATED 50mm M8 | PCS | R03E | 995 | 0 | 995
110066 | SKUN O 4-6 MM NON INSULATED M6 (PANDUIT, ISOLASI) | PCS | 0 | 0 | 0 | 0
110067 | SKUN O 4-6 MM NON INSULATED M10 (PANDUIT, ISOLASI) | PCS | R02B | 93 | 0 | 93
110064 | SKUN O 4 MM? NONISOLASI M12 | PCS | 0 | 0 | 0 | 0
420003 | KSP, EN2508, I NON 2,5 x 8mm | PCS | R02E | 56000 | 2000 | 54000
420012 | KSP, EN1010, I NON 10mm | PCS | R02B | 100000 | 3000 | 97000
360005 | GAE, SKUN U NON 16 MM | PCS | R02C | 2400 | 0 | 2400
360004 | GAE, SKUN U NON 10 MM | PCS | R02C | 3500 | 110 | 3390
420002 | KSP, SKUN RING 10 MM M6 | PCS | R02C | 252 | 0 | 252
360003 | GAE, CABLE LUGS 16 MM2 M6 | PCS | R02D | 971 | 76 | 895
360002 | GAE, CABLE LUGS 10 MM2 M6 | PCS | R02D | 680 | 16 | 664
360012 | GAE, CABLE LUGS 2,5 MM2 M6 | PCS | R02D | 40 | 0 | 40
420010 | KSP, EN1508, I NON 1,5 x 8mm | PCS | R02E | 26000 | 2200 | 23800
420011 | KSP, EN7508, I NON 0,75 x 8mm | PCS | R02E | 6000 | 0 | 6000
420007 | KSP, EN4009, I NON 4 x 9mm | PCS | R02E | 25000 | 500 | 24500
420008 | KSP, EN16-12, I NON 16 x 12mm | PCS | R02E | 12000 | 0 | 12000
320182 | NAS Synologi Include HDD @6TB x 11, 4Gb of DDR4 RAM, 2,1 GHz Intel Atom C3538 Quad-Core, 4 x Gigabit Ethernet Ports, 12 x 3,5 Inch / 2,5 Inch SATA Tray | Set | 0 | 0 | 0 | 0
320183 | Rack standing 42 RU | UNIT | 0 | 0 | 0 | 0
330008 | QUEENERA HITAM | PCS | 0 | 0 | 0 | 0
360006 | GAE, CABLE LUGS 25 MM2 M8 | PCS | 0 | 0 | 0 | 0
360013 | GAE, CABLE LUGS 25mm? M6 | PCS | 0 | 0 | 0 | 0
510002 | BLIND RIVET, 3.2MM X 11MM | PCS | R01C | 2000 | 43 | 1957
510005 | Blind Rivet, Galvanis, ¿5 x 15 | PCS | 0 | 0 | 0 | 0
890001 | T&T, AD56-22DS, 220VAC (WHITE) | PCS | R02A | 1 | 0 | 1
490001 | KDSI, BP-60 AMPERE METER 50A | PCS | R02A | 1 | 0 | 1
470001 | SHEMSCO, AD22DS | PCS | R02A | 6 | 0 | 6
460002 | FOLT, AD22-22DC, 220VAC (RED) | PCS | R02A | 1 | 0 | 1
460001 | FOLT, AD22-22DS, 24VAC/DC (WHITE) | PCS | R02A | 4 | 0 | 4
270214 | Sapi Sandblasting POT/EQUIPMENT kapasitas 280ltr "SAPI" Germany + Water Separator | UNIT | 0 | 0 | 0 | 0
270215 | Air Receiver (Tank) Carbon Steel C/W Certificate | UNIT | 0 | 0 | 0 | 0
270216 | Refrigated compressed air dryer type DAD 3HTF | UNIT | 0 | 0 | 0 | 0
270217 | Denair direct driven double screw air compressor | UNIT | 0 | 0 | 0 | 0
270218 | Computer sistem UTM Cap. 10-1000 Kgf stroke 1000mm Ex grip (double column) Cap. 500kgf, application = CU small wire & insulation | UNIT | 0 | 1 | 0 | 1
270219 | Sample buffing machine | UNIT | 0 | 1 | 0 | 1
270220 | Air-oil type specimen cut presser include dumbell cutter 1 set | UNIT | 0 | 1 | 0 | 1
420020 | KSP, EN2510, I NON 2,5 x 10mm (I NON 2mm) | PCS | R02C | 4900 | 0 | 4900
420019 | KSP, SKUN RING 1.5 mm M5 | PCS | 0 | 0 | 0 | 0
420014 | KSP, EN2512, I NON 2,5 x 12mm | PCS | 0 | 0 | 0 | 0
420013 | KSP, EN1012, I NON 10mm | PCS | 0 | 0 | 0 | 0
270221 | Uji Kopler Hidrolis kapasitas 200 Ton (Spesifikasi terlampir) | UNIT | 0 | 0 | 0 | 0
920029 | Box Toilet Fiberglass | SET | 0 | 0 | 0 | 0
920028 | Jig/Moulding Toilet Fiberglass | SET | 0 | 0 | 0 | 0
880001 | MIKRO UNDER & OVER VOLTAGE MONITORING RELAY 380V (Mx200A) | PCS | 0 | 0 | 0 | 0
870001 | OBBER, CR-52 (48X48) | PCS | 0 | 0 | 0 | 0
870002 | OBBER, SF-48 (48 X 48) | PCS | 0 | 0 | 0 | 0
540001 | LOCTITE 545 | PCS | 0 | 0 | 0 | 0
540002 | LOCTITE 567 | PCS | 0 | 0 | 0 | 0
550001 | Switch Panasonic WNJ 5001-701 | PCS | 0 | 0 | 0 | 0
900001 | EWIG, AD16-22SM, 24V BUZZER (RED) | PCS | 0 | 0 | 0 | 0
970001 | OSRAM, DIMMER MCU | PCS | 0 | 0 | 0 | 0
720020 | Karpet Vinyl 2000 x 2500mm | ROLL | 0 | 0 | 0 | 0
720009 | KOREK API | PCS | 0 | 0 | 0 | 0
720006 | VINYL ELECTRICAL TAPE NATIONAL | PCS | 0 | 0 | 0 | 0
720005 | CAT PYLOX BLACK | PCS | 0 | 0 | 0 | 0
720004 | LEM G GENCO | PCS | 0 | 0 | 0 | 0
720003 | BARLOCK | PCS | 0 | 0 | 0 | 0
700001 | TRAVO 1KVA 400/110V | PCS | 0 | 0 | 0 | 0
690001 | FUSE 5 X 20MM 2A | PCS | 0 | 0 | 0 | 0
590001 | AUTONIC, SPB 120 24 5A 24 VDC | PCS | 0 | 0 | 0 | 0
610002 | Acrylic T=2, 1200 x 2400mm | Lmbr | 0 | 0 | 0 | 0
610003 | ACRILIC D=179X104 T=3 | Lmbr | 0 | 0 | 0 | 0
610004 | Plat acrilic bening 10mm x 4' x 8' JB | Lmbr | 0 | 0 | 0 | 0
620004 | Baut Borek Locking Lavatory | PCS | 0 | 0 | 0 | 0
620003 | Locker Locking Lavatoy | SET | 0 | 0 | 0 | 0
620002 | Part Locking Lavatory | SET | 0 | 0 | 0 | 0
760071 | Bushing Locking Alumunium | PCS | 0 | 0 | 0 | 0
760072 | Bushing Below, Stainless Steel | SET | 0 | 0 | 0 | 0
320202 | Catlepack | Set | 0 | 0 | 0 | 0
730017 | Jasa Kalibrasi Tool, Item Terlampir | SET | 0 | 0 | 0 | 0
320203 | Pengurusan IMB Kantor PT Rekaindo Global Jasa Jl Candi Sewu No 30 Madiun | SET | 0 | 0 | 0 | 0
320204 | Lenovo ThinkStation P920 | Unit | 0 | 0 | 0 | 0
250134 | LS Cable, HF-RMSG-RD, 1000V 2,5 mmsq, Yellow | M | LANTAI 1 WS CANDI SEWU | 0 | 0 | 0
250135 | LS Cable, HF-RMSG-RD, 1000V 4 mmsq, Yellow | M | LANTAI 1 WS CANDI SEWU | 0 | 0 | 0
250136 | LS Cable, HF-RMSG-RD, 1000V 10 mmsq, Yellow | M | LANTAI 1 WS CANDI SEWU | 0 | 0 | 0
250137 | LS Cable, HF-RMSG-RD, 1000V 2,5 mmsq, Red | M | LANTAI 1 WS CANDI SEWU | 0 | 0 | 0
250138 | LS Cable, HF-RMSG-RD, 1000V 10 mmsq, Red | M | LANTAI 1 WS CANDI SEWU | 0 | 0 | 0
250139 | LS Cable, HF-RMSG-RD, 1000V 2,5 mmsq, Blue | M | LANTAI 1 WS CANDI SEWU | 0 | 0 | 0
250140 | LS Cable, HF-RMSG-RD, 1000V 10 mmsq, Blue | M | LANTAI 1 WS CANDI SEWU | 0 | 0 | 0
250141 | LS Cable, HF-RMSG-RD, 1000V 2,5mmsq, Black | M | LANTAI 1 WS CANDI SEWU | 0 | 0 | 0
250142 | LS Cable, HF-RMSG-RD, 1000V 4 mmsq, Black | M | LANTAI 1 WS CANDI SEWU | 0 | 0 | 0
760080 | Bushing, steel mild Ø30 x 15 Drawing No. 39.2-KRDE008003 | PCS | 0 | 0 | 0 | 0
760079 | Bushing, steel mild Ø22 x 20 Drawing No. 39.2-KRDE001006 | PCS | 0 | 0 | 0 | 0
350003 | Grounding, Cooper Ø15 x 10 Drawing No. 39.2-KRDE001007 | PCS | 0 | 0 | 0 | 0
270230 | Welded eye SUS 304 M5 Dwg No. 46.1-REKA020 | PCS | 0 | 17 | 17 | 0
270231 | Selling 3mm x 163, welded eye & carbiner 6mm Dwg No. 46.1-REKA021 | PCS | 0 | 10 | 10 | 0
270232 | Carabiner 6 x 60 Dwg terlampir | PCS | 0 | 10 | 10 | 0
270233 | OTC XD500SII Digital DYNA Auto CO2 / MAG Welding Machine | Unit | 0 | 1 | 0 | 1
110089 | Skun I Twin TE2508 GRAY | PCS | 0 | 0 | 200 | -200
920030 | Cover Interior Jendela GFRP | SET | 0 | 2 | 2 | 0
320184 | CPU, Adv ARS -2110 | PCS | 0 | 2 | 2 | 2
320185 | Touch Panel Display, Adv ITA 8100 DS | PCS | 0 | 2 | 2 | 2
320186 | NVR 16 CH +ssd 256, CPPLUS CP-VNR-3116 | PCS | 0 | 2 | 2 | 0
320187 | Hub Switch 8 port, Planet -ISW-804PT-M12 | PCS | 0 | 6 | 6 | 0
320188 | GPS Receiver, on module | PCS | 0 | 2 | 2 | 0
320189 | LED Monitor 21', user monitor 21' | PCS | 0 | 16 | 16 | 0
320190 | CCTV Cabin Room, CPPLUS VNC-V21R3 | PCS | 0 | 2 | 2 | 0
320191 | CCTV Passenger Room, CCPLUS VNC-V21R3 | PCS | 0 | 8 | 8 | 0
320192 | CCTV Rear view Camera, DS-HD6302 | PCS | 0 | 4 | 4 | 0
320193 | Inside Running Text , Nick indoor P4 | PCS | 0 | 8 | 8 | 0
320194 | Front Destination indicator, Nick Outdoor P8 | PCS | 0 | 2 | 2 | 0
320195 | Intercom, Meeyi TBV-82117A | PCS | 0 | 10 | 10 | 0
320196 | Intercom Controller, MEEEYI-TBV-DT8110 | PCS | 0 | 1 | 1 | 0
320197 | All Connector for System | PCS | 0 | 0 | 0 | 0
320198 | Power Aplifier | PCS | 0 | 0 | 0 | 0
320199 | Microphone (Cabin) | PCS | 0 | 0 | 0 | 0
60096 | Weidmuller, EW 35 - 0383560000 | PCS | 0 | 0 | 0 | 0
270123 | Side mill carbide Ø10mm | PCS | 0 | 1 | 0 | 1
270124 | Zero setter | PCS | 0 | 1 | 0 | 1
270125 | Champer mill Ø10mm | PCS | 0 | 0 | 0 | 0
270126 | Jack screw adjustable | PCS | 0 | 1 | 0 | 1
270126 | Jack screw adjustable | PCS | 0 | 1 | 0 | 1
270222 | Forklift TCM 3 Ton | Unit | 0 | 1 | 1 | 0
720021 | Pembersih stainless | Klg | 0 | 5 | 0 | 5
720022 | Pembersih Aluminium | Klg | 0 | 1 | 0 | 1
720023 | Rood filler stainless ER 308 LSI Ø1 | Pack | 0 | 12 | 12 | 0
720024 | Rood filler stainless ER 308 LSI Ø0,8 | Pack | 0 | 13 | 13 | 0
760099 | Bracket Ekstrusi Support 2, Refer Dwg: 46.1-KRDE010 | PCS | 0 | 0 | 0 | 0
760100 | Bracket Ekstrusi Support 3, Refer Dwg: 46.1-KRDE008 | PCS | 0 | 0 | 0 | 0
760101 | Bracket Sambungan Bawah, Refer Dwg: 46.1-KRDE009 | PCS | 0 | 0 | 0 | 0
760102 | Bracket Support Atas, efer Dwg: 46.1-KRDE011 | PCS | 0 | 0 | 0 | 0
260167 | Box Panel Indoor : 930x760x300MM | PCS | 0 | 0 | 0 | 0
1140001 | Salzer, Selector Volt | PCS | 0 | 0 | 0 | 0
570003 | GAE, Voltmeter 72x72 CT 500V | PCS | 0 | 0 | 0 | 0
570011 | GAE, CT 60 50/5 | PCS | 0 | 0 | 0 | 0
1160001 | Camsco, Ampere Meter Switch Marking ORST Degree 90 | PCS | 0 | 0 | 0 | 0
1150001 | Mennekes, Connector Power 3P+N Male + Female 32A | SET | 0 | 0 | 0 | 0
570006 | GAE, Amperemeter 72x72 CT 50/5A | PCS | 0 | 0 | 0 | 0
760105 | Silicon Cloth, T = 0,5 L=15160 (1 roll P=50m) | PCS | 0 | 1 | 1 | 0
60098 | Weidmuller, WEW 35/2 GR | PCS | 0 | 1 | 1 | 612
270246 | Mesin sanding/sander type Up 25DB merk Uryu (gambar terlampir) | Unit | 0 | 11 | 11 | 0
260163 | Plate, SPHC 1.6 x 1200 x 2400 | Lmbr | Sukosari | 36 | 0 | 36
260164 | Plate, SPHC 2.3 x 1200 x 2400 | Lmbr | Sukosari | 90 | 57 | 33
260165 | Plate, SPHC 3.2 x 1200 x 2400 | Lmbr | Sukosari | 3 | 0 | 3
270274 | Oil Screw Compressor H Speed Denair art 58884600 | Liter | 0 | 0 | 0 | 0
270272 | Feed Roll 0,8mm | PCS | 0 | 1 | 1 | 0
270271 | Jangka Sorong Digital | UNIT | 0 | 0 | 0 | 0
270270 | Screwdriver (+) ± 10cm | PCS | 0 | 0 | 0 | 0
270273 | Cable control Mesin Las OTC | MTR | 0 | 6 | 6 | 0
270261 | Clamping Stand Fabrication | SET | 0 | 2 | 2 | 0
270263 | Precitec Ceramic Laser Nozzle For Laser Fiber, G Weike Part Dia = 28mm Height = 12mm | PCS | 0 | 0 | 0 | 0
270264 | Laser Sensor Cable Induction Wire For Lase Cutting Machine, G Weike Part Type B | PCS | 0 | 0 | 0 | 0
270265 | Silicon Mirror Si Reflector Dia 20/25/30mm For Co2 Laser Cutting Engraver, Material silicone dia= 30mm thickness = 3mm | PCS | 0 | 0 | 0 | 0
270266 | Oil Filter Forklift | PCS | 0 | 2 | 2 | 0
270267 | Kasana Lube Engine Oil SAE-40 | LITER | 0 | 0 | 0 | 0
270268 | Krisbow, Hand Pallet Manual Nylon 68.5x122cm 2Ton | PCS | 0 | 1 | 0 | 1
270269 | Air Screwdriver 1/4" | Unit | 0 | 0 | 0 | 0
980013 | Radox, 1800V, 95mm², screened | METER | LANTAI 1 PRODUKSI (WS BARU) | 46 | 46 | 0
760088 | Rubber mat, 90x90cm t: 14mm class:0 1000v-1500v ACDC | Lembar | GUDANG 2 | 4 | 0 | 4
150050 | Panduit, BT1M-C | PCS | 0 | 0 | 0 | 0
150051 | Panduit, P14-4R-C | PCS | 0 | 0 | 0 | 0
150052 | Panduit, LCMA 50-6-L | PCS | 0 | 50 | 50 | 0
150053 | Panduit, LCMA 95-8-L | PCS | 0 | 50 | 50 | 0
150054 | PANDUIT, M10 Cable size 4-6mm2, LCMA 6-10-C | PCS | 0 | 0 | 0 | 0
150055 | Panduit, LCMA6-6-C | PCS | 0 | 20 | 0 | 0
150056 | PANDUIT, P14-10R-C Ring Terminal Non Isulated, 1,5-2,5mm M5 | PCS | 0 | 53 | 53 | 0
270228 | Ring bundar 50 x 28 x 4mm | PCS | 0 | 0 | 0 | 0
270229 | Ring bundar 56 x 31 x 4mm | PCS | 0 | 0 | 0 | 0
270234 | Split pen 6.3mm x 50 | PCS | 0 | 0 | 0 | 0
390025 | Busbar 1000mmx2000mm T = 1,5 mm Lembaran | M | 0 | 2 | 2 | 0
150043 | Panduit, LCMA, 95-16-L, Cable Lug One Hole 95 mmsq, Hole M1 | PCS | 0 | 20 | 0 | 0
150044 | Panduit, LCMA70-10-L, Cable Lug One Hole 70 mmsq, Hole 10 | PCS | 0 | 245 | 0 | 0
150045 | Panduit, LCMA50-10-L | PCS | 0 | 245 | 0 | 0
430013 | Isolator Board | PCS | 0 | 24 | 0 | 0
90046 | Mors Smitt, GR3-616-26-B-S1-1-1-3A-2, 3P, 16A | PCS | RO5C | 16 | 1 | 15
10183 | ABB, CL2-502C | PCS | R05B | 8 | 1 | 7
90043 | Mors Smitt, GR2-440-16-B-S1-0-1-2A-2, 2P, 4A 110 VDC | PCS | R05C | 8 | 8 | 8
90044 | Mors Smitt, GR2-460-16-B-S1-0-1-2A-2, 2P,6A 110VDC | PCS | R05C | 8 | 8 | 8
90045 | Mors Smitt, GR3-632-24-B-S1-0-1-22-2, 32A, 3P, 440 VAC | PCS | 0 | 0 | 0 | 0
90046 | Mors Smitt, GR3-616-26-B-S1-1-1-3A-2, 3P, 16A | PCS | R05C | 16 | 1 | 15
90047 | Mors Smitt, GR2-440-16-B-S1-0-1-22-2, 4A, 2P, 110VDC | PCS | 0 | 0 | 0 | 0
1040002 | TAB TC 2004-200A | PCS | R11A | 35 | 6 | 29
1040003 | TAB TC 1004-100A | PCS | R11A | 125 | 1 | 124
1040004 | TAB TC 604-60A | PCS | R11A | 65 | 0 | 65
1040005 | TAB TB 2512-25A | PCS | R11B | 2 | 0 | 2
1040006 | TAB, FT-850 | PCS | R11B | 35 | 0 | 35
1040007 | TAB, Isolator SM-35 | PCS | R11B | 10 | 0 | 10
1040008 | TAB, Isolator 50 x 40 M10 | PCS | 0 | 122 | 0 | 122
1040009 | TAB, Isolator 40 x 60 M10 | PCS | 0 | 30 | 0 | 30
570010 | GAE, CT 50 50/5 | PCS | 0 | 0 | 0 | 0
570011 | GAE, CT 60 50/5 | PCS | R06D | 6 | 3 | 3
570012 | GAE, CT60 250/5A | PCS | R06D | 3 | 0 | 3
570013 | GAE, 0-250A 96X96 | PCS | R06C | 3 | 3 | 0
570014 | GAE, CT 110-1000/5A | PCS | R06D | 15 | 0 | 15
570015 | GAE, 0-1000A 96x96 | PCS | R06C | 15 | 0 | 15
570016 | GAE, CT 110 800/5A | PCS | R06D | 24 | 3 | 21
570017 | GAE, 800/5A 96 x 96 | PCS | R06C | 24 | 3 | 21
570018 | GAE, CT60 80/5A | PCS | R06D | 3 | 0 | 3
570019 | GAE, 0-80A 96x 96 | PCS | R06C | 3 | 0 | 3
570020 | GAE, CT60 120/5A | PCS | R06D | 3 | 0 | 3
570021 | GAE, 0-120A 96x96 | PCS | R06C | 3 | 0 | 3
570022 | GAE, CT110 1600/5A | PCS | R06D | 6 | 0 | 6
570023 | GAE, 1600/5A 96x96 | PCS | R06C | 6 | 0 | 6
570024 | GAE, 0-50A 96X96 | PCS | R06D | 3 | 0 | 3
570025 | GAE, 0-500V 96 X 96 | PCS | R06C | 29 | 2 | 27
570026 | GAE, CT-60 75/5A 2040X | PCS | 0 | 0 | 0 | 0
1040002 | TAB TC 2004-200A | PCS | R11A | 35 | 6 | 29
1040003 | TAB TC 1004-100A | PCS | R11A | 125 | 1 | 124
1040008 | TAB, Isolator 50 x 40 M10 | PCS | 0 | 122 | 0 | 122
1040009 | TAB, Isolator 40 x 60 M10 | PCS | 0 | 30 | 0 | 30
010202 | ABB, A1B TMF 20-400 4P F F | PCS | R04E | 2 | 1 | 2
010207 | ABB, A1B 125 TMF-70 70-700 4P 66740 | PCS | R04E | 3 | 1 | 2
40006 | Kraus Naimer, CA10-A007 With Off (7 Pos) | PCS | L06B | 30 | 3 | 27
900002 | EWIG TB2504-25A | PCS | R11B | 75 | 1 | 74
390031 | Busbar, T=8 x L=50 x P=4000 | Btg | WS PLAN B LANTAI 1 | 20 | 0 | 20
10048 | ABB, CL2-523G | PCS | R04B + R02A | 43 | 15 | 28
10107 | ABB, CL2-523Y | PCS | R04B | 31 | 3 | 28
10057 | ABB, CL2-523R | PCS | R04B + R02A | 54 | 14 | 40
10191 | ABB, A2B TMF-160 4P | PCS | R04C | 5 | 3 | 2
10182 | ABB, 2P 100A 30KA, 110VDC | PCS | L04C | 8 | 4 | 4
20096 | WAGO, 885-570 Cover Tb | M | LUAR GUDANG 1 | 25 | 0 | 25
10199 | ABB, A1B TMF-25 4P | PCS | R04E | 4 | 0 | 4
10216 | ABB, S 203 M-C16 | PCS | R04B | 2 | 0 | 2
10196 | ABB, A1B TMF-100 4P | PCS | R04E | 9 | 0 | 9
10195 | ABB, E1.2C 1000 Ekip Dip LI 4P FF | PCS | 0 | 1 | 0 | 1
390033 | Busbar, T=5 x L=50 x P=4 Mtr | Btg | WS PLAN B LANTAI 1 | 16 | 0 | 16
10216 | ABB, S 203 M-C16 | PCS | R04B | 2 | 2 | 0
010199 | ABB, A1B TMF-25 4P | PCS | R04E | 4 | 1 | 3
010196 | ABB, A1B TMF-100 4P | PCS | R04E | 9 | 2 | 7
010195 | ABB, E1.2C 1000 Ekip Dip LI 4P FF | PCS | 0 | 1 | 1 | 0
010210 | ABB,S202-C16 | PCS | R04B | 54 | 6 | 48
010211 | ABB, A1B 125 TMF-70 3P | PCS | 0 | 0 | 0 | 0
010212 | ABB, A1B TMF-100 3P | PCS | R04C | 4 | 0 | 4
010213 | ABB, A1B TMF-50 3P | PCS | R04C | 7 | 1 | 6
010214 | ABB, A1B TMF-25 3P | PCS | R04D | 10 | 1 | 9
010215 | ABB, A1B TMF-60 3P | PCS | R04D | 126 | 0 | 126
010216 | ABB, S 203 M-C16 | PCS | R04B | 2 | 2 | 0
010217 | ABB, A1B TMF 15-400 3P FF | PCS | R04C | 27 | 0 | 27
010218 | ABB, A1B 125 TMF 80-800 3P FF | PCS | R04C | 1 | 0 | 1
010219 | ABB, A1B TMF 30-400 3P FF | PCS | R04D | 29 | 0 | 29
010220 | ABB, A2B, TMF-250, 250A, 18kA, 3P | PCS | R04C | 1 | 0 | 1
110091 | Skun C-SC 70-8 Doff | PCS | R13B | 110 | 0 | 110
110092 | Skun C-SC 35-8 Doff | PCS | R13B | 65 | 0 | 65
110093 | CL Skun Ring/R 5.5-6 Polos | PCS | R13B | 500 | 0 | 500
1170001 | Supreme NYAF 0,6kV, Cable 16mm² | M | LANTAI 1 WS BARU | 855 | 855 | 0
1170002 | Supreme NYAF 0,6kV, Cable 4mm² | M | LANTAI 1 WS BARU | 700 | 700 | 0
1170003 | Supreme NYAF 0,6kV, Cable 2,5mm² | M | LANTAI 1 WS BARU | 800 | 800 | 0
1170004 | Supreme NYAF 0,6kV, Cable 1,5mm² | M | LANTAI 1 WS BARU | 300 | 300 | 0
1170005 | Supreme NYAF 0,6kV, Cable 10 mm2 | M | LANTAI 1 WS BARU | 1100 | 1100 | -9900
1170006 | Supreme, NYAF 0.6kVCable 150mm2 | M | 0 | 0 | 0 | 0
1170007 | Supreme NYAF 0,6kV, Cable 70mm | M | LANTAI 1 WS BARU | 120 | 120 | 0
1170008 | Supreme NYAF 0,6kV, Cable 50mm | M | LANTAI 1 WS BARU | 130 | 130 | 0
1170009 | Supreme NYAF 0,6kV, Cable 35mm2 | M | LANTAI 1 WS BARU | 60 | 60 | 0
1170010 | Supreme NYAF 0,6kV, Cable 25mm | M | LANTAI 1 WS BARU | 245 | 245 | 0
010206 | ABB, EMAX E1.2C16 4P 1600A 50kA | PCS | 0 | 1 | 1 | 0
010220 | ABB, A2B, TMF-250, 250A, 18kA, 3P | PCS | R04C | 1 | 0 | 1
010221 | ABB, A1B 125 TMF 40-400 3P FF | PCS | R04C | 3 | 0 | 3
010222 | ABB, EMAX E1.2C08 3P 800A | PCS | 0 | 2 | 2 | 0
010223 | ABB, S 203-C10 | PCS | R04B | 16 | 0 | 16
010224 | ABB, S 203-C6 | PCS | R04B | 1 | 0 | 1
1170011 | Supreme NYAF 0,6 kV, Cable 6 mm2 | M | LANTAI 1 WS BARU | 200 | 200 | 0
010209 | ABB, ESB16-11N-02 | PCS | R04B | 9 | 9 | 0
690002 | Fuse Kaca 1A + Holder | PCS | R03B | 33 | 3 | 30
1030017 | Terminal Block CBC 30 | PCS | R11B | 300 | 24 | 276
1110007 | Box Panel size 175 L x 175 W x 75 H | PCS | 0 | 0 | 0 | 0
570031 | GAE, Amperemeter 96x96 0-75A /5A | PCS | R06C | 9 | 9 | 0
570030 | GAE, Amperemeter 96x96 0-200/5A | PCS | R06C | 3 | 0 | 3
150042 | Panduit, LCMA, 70-6-L, Cable Lug One Hole 70mmsq, Hole 6 | PCS | R03C | 10 | 0 | 10
380126 | Hex Bolt, M6x15 Galvanis | PCS | 0 | 0 | 0 | 0
390028 | BUSBAR SISIR 3P 63A | Btg | GUDANG 1 | 20 | 0 | 20
040035 | Kraus & Naimer , Manual-Off-Auto CA10-A210 | PCS | L02A | 1 | 0 | 1
1020001 | Casters Wheel 4" with swivel and with brake | PCS | 0 | 0 | 0 | 0
1020002 | Casters Wheel 4" without swivel and without brake | PCS | 0 | 0 | 0 | 0
010198 | ABB, A1B TMF-80 4P | PCS | RO4E | 9 | 1 | 8
010200 | ABB, Emax 2 E1.2C08 | PCS | GUDANG 1 | 8 | 1 | 7
010192 | ABB, A1B TMF-40 4P | PCS | R04E | 7 | 4 | 3
010191 | ABB, A2B TMF-160 4P | PCS | R04C | 14 | 9 | 5
010193 | ABB, A1B TMF-60 4P | PCS | R04E | 13 | 0 | 13
010194 | ABB, A1B TMF-15 4P | PCS | R04E | 10 | 0 | 10
010195 | ABB, E1.2C 1000 Ekip Dip LI 4P FF | PCS | 0 | 1 | 1 | 0
010196 | ABB, A1B TMF-100 4P | PCS | R04E | 9 | 4 | 5
010197 | ABB, A1B TMF-50 4P | PCS | R04E | 5 | 0 | 5
010198 | ABB, A1B TMF-80 4P | PCS | R04E | 9 | 1 | 8
010199 | ABB, A1B TMF-25 4P | PCS | R04E | 4 | 1 | 3
720030 | Kertas Amplas 120 | LMBR | R01D | 44 | 0 | 44
720031 | Kertas Amplas 600 | LMBR | R01D | 40 | 1 | 39
010204 | ABB, A2B TMF 125-1250 4P F F | PCS | R05C | 1 | 1 | 0
010205 | ABB, A2B TMF 160-1600 4P F F | PCS | 0 | 3 | 0 | 3
010203 | ABB, S204 C32 | PCS | 0 | 1 | 1 | 0
010206 | ABB, EMAX E1.2C16 4P 1600A 50kA | PCS | 0 | 2 | 2 | 0
010231 | ABB, S204-C4 | PCS | R03A | 1 | 1 | 0
570029 | GAE, CT 60 200/5A | PCS | R06D | 3 | 3 | 0
720038 | Kertas Amplas 400 | LMBR | R01D | 22 | 0 | 22
720037 | Kertas Amplas 280 | LMBR | R01D | 20 | 0 | 20
270286 | Mata Gerinda Buffing | PCS | R01D | 64 | 0 | 64
270292 | Mata Gerinda Batu Asah (Grinding Wheel) ukuran ± 100 x 6 x 16mm | PCS | R01D | 26 | 0 | 26
380118 | Hex Nut, M5 SUS | PCS | R02D | 100 | 0 | 100
380122 | Spring Washer, M4 | PCS | 0 | 0 | 0 | 0
380123 | Spring Washer, M6 | PCS | 0 | 0 | 0 | 0
380124 | Spring Washer, M10 | PCS | 0 | 0 | 0 | 0
380125 | Hex Bolt, M4x15 Galvanis | PCS | 0 | 0 | 0 | 0
380126 | Hex Bolt, M6x15 Galvanis | PCS | R01E | 1050 | 125 | 925
380127 | Hex Bolt, M8x15 Galvanis | PCS | 0 | 0 | 0 | 0
380128 | Hex Bolt, M10x20 Galvanis | PCS | 0 | 0 | 0 | 0
380129 | Hex Nut, M8 Galvanis | PCS | 0 | 0 | 0 | 0
380130 | Hex Nut, M10 Galvanis | PCS | 0 | 0 | 0 | 0
380131 | Spring Washer, M5 SUS | PCS | 0 | 50 | 0 | 50
380132 | CSK Screw, M6x13mm, SUS | PCS | 0 | 0 | 0 | 0
380133 | CSK Screw, M5x13mm, SUS | PCS | 0 | 0 | 0 | 0
380134 | Bonded Washer, M5 | PCS | 0 | 0 | 0 | 0
380135 | Slotted Nut, M10 SUS | PCS | 0 | 0 | 0 | 0
380136 | Pin Split, 3,2 x 24 SUS | PCS | 0 | 0 | 0 | 0
380137 | CSK Screw, M8x25, SUS | PCS | 0 | 0 | 0 | 0
010230 | ABB, A1B 125 TMF 20-400 3P F F | PCS | R05D | 27 | 0 | 27
110103 | Skun O 10mm² Ø 6mm², Puma | PCS | 0 | 0 | 0 | 0
110104 | Skun O 16mm² Ø 8mm², Puma | PCS | 0 | 0 | 0 | 0
110105 | Skun O 25mm² Ø 8mm², Puma | PCS | 0 | 0 | 0 | 0
110106 | Skun O 35mm² Ø 8mm², Puma | PCS | 0 | 0 | 0 | 0
110107 | Skun O 50mm² Ø 10mm², Puma | PCS | 0 | 0 | 0 | 0
110108 | Skun O 70mm² Ø 10mm², Puma | PCS | 0 | 0 | 0 | 0
110109 | Skun O 95mm² Ø 12mm², Puma | PCS | 0 | 0 | 0 | 0
010190 | ABB, A2B TMF-250 4P | PCS | R04C | 0 | 1 | 0
010188 | ABB, S 201M-C50 | PCS | R04B | 23 | 16 | 7
010189 | ABB, S201M-C32 2CDS271001R0324 | PCS | R04B | 3 | 1 | 2
010208 | ABB, S 202 M-C16 | PCS | R03A | 8 | 8 | 0
620007 | Cam Lock, SUS | PCS | R11B | 20 | 0 | 20
380144 | Hex Bolt, M10x16 Galvanis | PCS | 0 | 0 | 0 | 0
380145 | Hex Bolt, M10x25 Galvanis | PCS | R01E | 150 | 0 | 150
380146 | Hex Bolt, M10x30 Galvanis | PCS | 0 | 0 | 0 | 0
380147 | Hex Bolt, M10x35 Galvanis | PCS | 0 | 0 | 0 | 0
380148 | Hex Bolt, M10x40 Galvanis | PCS | 0 | 0 | 0 | 0
380149 | Plate Washer, M4 Galvanis | PCS | 0 | 0 | 0 | 0
390037 | BUSBAR T=4 x L=40 x P=2000 | PCS | GUDANG1 | 1 | 1 | 0
060095 | Weidmuller Pro Top 1, 480W 24V 20A | PCS | R06B | 8 | 8 | 0
240004 | Threaded Stud Hinge ( HL-226-3A, Zinc Alloy Body / SUS, 40 x 40 mm) | PCS | R11B | 0 | 40 | 32
270299 | Tungsten merah 1.6mm | Pcs | R11C | 40 | 40 | 0
270296 | Nozzle mig gun stang OTC | PCS | 0 | 5 | 5 | 0
270297 | Tip body OTC | PCS | 0 | 0 | 5 | 5
270280 | Ceramic / gas diffuser MIG torch Pana 350A | PCS | 0 | 0 | 5 | 5
270298 | welding cable ukuran 70mm superflex Australis | Mtr | 0 | 0 | 6 | 6
270295 | Air grinder UG-650 S | PCS | Sukosari | 1 | 1 | 0
270259 | KF Wheel ukuran 100 x 20 x 10 grade 240 | Pcs | R01C | 10 | 2 | 8
270258 | KF Wheel ukuran 100 x 20 x 10 grade 120 | Pcs | R01C | 10 | 2 | 8
720029 | Sarung Tangan | PSG | R03A | 100 | 24 | 76
040033 | Kraus Naimer CA10-RIH089 HIGH-LOW-OFF-INT | PCS | L06B | 8 | 4 | 4
080067 | APT, LA39-C1-20-K | PCS | R03B | 16 | 4 | 12
080069 | APT, LA39-C1-20TD/G26-RW, MAINTAINED, 2NO, 110 VDC | PCS | R03B | 16 | 4 | 12
080065 | APT, LA39-C1-20D/G26-RW | PCS | R03B | 128 | 12 | 116
080072 | APT, LA39-C1-20XSD/G26-RW, Green | PCS | R03B | 8 | 4 | 4
080064 | APT, LA39-C1-20XD/G26-RW | PCS | R03B | 80 | 12 | 68
080062 | APT, LA39-B2-02RD/RG26 | PCS | R03B | 16 | 0 | 16
080066 | APT, LA39-C1-20XSD/G26-FF-U-JW-RW | PCS | R03B | 8 | 0 | 8
080067 | APT, LA39-C1-20-K | PCS | R03B | 16 | 4 | 12
040032 | Kraus & Naimer, SPECIAL SWITCH 20 A-OFF-VENT-HALF-FULL ,CA10-RIE503 | PCS | L06B | 8 | 0 | 8
080071 | APT, AD16-22SM/R26 110 Vdc Red Intermitten Buzzer | PCS | R03B | 24 | 0 | 24
080068 | APT, F148-60 | PCS | R03B | 32 | 0 | 32
080063 | APT, LA39-C1-RO2Z/R-RW-60 | PCS | R03B | 16 | 0 | 16
250133 | LSRS 2X0.75SQ | M | 0 | 160 | 0 | 160
760090 | Rubber seal EMKA 12 x 1500 x 2000 (mm) | Lmbr | WS PLAN B LANTAI 1 | 2 | 0 | 2
080070 | APT, LA39-C1-R11Z/R-RW, MUSHROOM, PRESS TO LOCK TWIST CLOCKWISE TO RESET | PCS | R03B | 8 | 8 | 0
270247 | Mesin orbital sander type 56815 pneumatic merk Dynabrade (gambar terlampir) | Unit | SUKOSARI | 0 | 1 | 1
390038 | Busbar Tembaga, Tebal:3 x Lebar:50, P : 4000 mm | PCS | SUKOSARI | 2 | 0 | 2
920061 | ELBOW PNEUMATIC FITTING ELBOW 8mm - G1/4" ; Type :KQ2L08-02S | PCS | R06A + R06B | 20 | 4 | 16
920067 | Male Connector KQH08-U02 ; G1/4" FITTING | PCS | R06A + R06B | 55 | 11 | 44
920068 | Male Connector KQH08-U01; G1/8" FITTING | PCS | R06A + R06B | 5 | 1 | 4
920069 | Tee KQT08 | PCS | R06A + R06B | 10 | 2 | 8
920070 | Tee KQT08-02S ; G/14" FITTING | PCS | R06A + R06B | 5 | 1 | 4
920071 | Flexible Hose, Type : PAN-MF 8 x 1 mm | PCS | R06A + R06B | 25 | 5 | 20
270223 | End mill Ø12mm, length minimal 100mm (gambar terlampir) | Pcs | R01B | 2 | 1 | 1
270225 | Ball mill Ø6mm, minimal length 150mm (gambar terlampir) | Pcs | R01B | 2 | 1 | 1
270226 | Ball mill Ø2mm, minimal length 120mm (gambar terlampir) | Pcs | R01B | 2 | 1 | 1
380121 | Pan Head Screw M4 x 10mm, SUS | PCS | R02D | 0 | 50 | 8
270310 | Roller Conveyor,Dia 60 x 550 Galvanis | PCS | 0 | 0 | 12 | 12
320214 | Baju Safety nomor 4515 | PCS | 0 | 0 | 1 | 0
320215 | Baju Safety nomor 4570 | PCS | 0 | 0 | 1 | 0
270321 | Mata Bor, Nachi/HSS 2,2mm | PCS | 0 | 0 | 10 | 0
620009 | LOCKING HARMONIKA KRDE (DRAWING TERLAMPIR: 46.2-KRDE005) | Pcs | 0 | 0 | 230 | 0
010233 | ABB, MS 116-1.6 | PCS | 0 | 0 | 2 | 0
010168 | ABB, HKF1-20, 2 No Contact Front Mounting Operating voltage 240VAC 4A | PCS | 0 | 0 | 10 | 8
110110 | Skun Shock Ø 5,5mm x 15mm | PCS | 0 | 0 | 500 | 0
380221 | Eye Nut SUS M5 | PCS | 0 | 0 | 60 | 0
140013 | HEATSHRINK Black Color, Salipt (ɸ) 4mm² | PCS | 0 | 1 | 0 | 1
140014 | HEATSHRINK Black Color, Salipt (ɸ) 6mm² | PCS | 0 | 1 | 0 | 1
140016 | HEATSHRINK Black Color, Salipt (ɸ) 40mm² | PCS | 0 | 4 | 0 | 4
140017 | HEATSHRINK Black Color, Salipt (ɸ) 1mm² | PCS | 0 | 1 | 0 | 1
140018 | HEATSHRINK Black Color, Salipt (ɸ) 2mm² | PCS | 0 | 1 | 0 | 1
140019 | Tube Marking Cable 1,5 mm2, i-Bon MOTP-3,6 | PCS | 0 | 59 | 0 | 59
140015 | HEATSHRINK Black Color, Salipt (ɸ) 25mm² | PCS | 0 | 2 | 0 | 2
140020 | Tube Marking Cable 2,5 mm2, i-Bon MOTP-4,0 | PCS | 0 | 40 | 0 | 40
140021 | Tube Marking Cable 4 mm2, i-Bon MOTP-4,5 | PCS | 0 | 32 | 0 | 32
140022 | Tube Marking Cable 6 mm2, i-Bon MOTP-5,5 | PCS | 0 | 32 | 0 | 32
140023 | Tube Marking Cable 16 mm2, i-Bon MOTP-8,0 | PCS | 0 | 32 | 0 | 32
180039 | Vinyl Tube Black 20 x 22 mm, Stansa/VT/KSS | PCS | 0 | 50 | 0 | 50
380150 | Plate Washer, M6 Galvanis | PCS | 0 | 0 | 0 | 0
380151 | Plate Washer, M8 Galvanis | PCS | 0 | 0 | 0 | 0
380152 | Plate Washer, M10 Galvanis | PCS | 0 | 0 | 0 | 0
380153 | Pan Head Screw M4 x 10mm, Galvanis | PCS | 0 | 0 | 0 | 0
380154 | Pan Head Screw M4 x 30mm, Galvanis | PCS | 0 | 0 | 0 | 0
380155 | Hex Head Upset Screw, M6 x 40 Galvanis | PCS | 0 | 0 | 0 | 0
380156 | Pin Head (Clevis), Ø 12 x 35, SUS | PCS | 0 | 0 | 0 | 0
380157 | Pin Split, 4 x 24 SUS | PCS | 0 | 0 | 0 | 0
380158 | CSK Head Screw, M6x20mm, SUS | PCS | 0 | 0 | 0 | 0
380159 | Hex Socket Head (kunci L), M8 x 30 SUS | PCS | 0 | 0 | 0 | 0
380160 | Dynabolt, M8 x 75 | PCS | 0 | 0 | 0 | 0
380161 | Spring Washer, M10 Galvanis | PCS | 0 | 0 | 0 | 0
380162 | Pan Head Screw, M6 x 40 Galvanis | PCS | 0 | 0 | 0 | 0
380163 | Hex Bolt, M10x50, SUS | PCS | 0 | 146 | 0 | 146
380164 | Hex Bolt, M8x25 Galvanis | PCS | 0 | 0 | 0 | 0
380165 | Plate Washer, M12 Galvanis | PCS | 0 | 0 | 0 | 0
380166 | Hex Nut, M12 Galvanis | PCS | 0 | 0 | 0 | 0
380167 | Stud Bolt, M2 x 15 Galvanis | PCS | 0 | 0 | 0 | 0
380168 | CSK Screw, M2x15mm Galvanis | PCS | 0 | 0 | 0 | 0
380169 | Hex Bolt, M12x70 Galvanis | PCS | 0 | 0 | 0 | 0
380170 | Pan Head Screw, M5 x 110mm Galvanis | PCS | 0 | 0 | 0 | 0
380171 | Stud Bolt, M20 x 1000 Steel | PCS | 0 | 0 | 0 | 0
380172 | Hex Nut, M20 Steel | PCS | 0 | 0 | 0 | 0
380173 | CSK Screw, M5x10mm, Galvanis | PCS | 0 | 0 | 0 | 0
380174 | Spring Washer, M12 Galvanis | PCS | 0 | 0 | 0 | 0
380175 | Hex Bolt, M12x100 Galvanis | PCS | 0 | 0 | 0 | 0
380176 | Hex Bolt, M5x16 Galvanis | PCS | 0 | 0 | 0 | 0
380177 | Pan Head Screw, M3x6mm, SUS | PCS | 0 | 244 | 0 | 244
380178 | Pan Head Screw, M3x16mm, SUS | PCS | 0 | 100 | 0 | 100
380179 | Pan Head Screw, M3x35mm, SUS | PCS | 0 | 196 | 0 | 196
380180 | Pan Head Screw, M4x12mm, SUS | PCS | 0 | 196 | 0 | 196
380181 | Pan Head Screw, M4x16mm, Galvanis | PCS | 0 | 534 | 0 | 534
380182 | Pan Head Screw, M4x20mm, SUS | PCS | 0 | 244 | 0 | 244
380183 | Pan Head Screw, M4x30mm, SUS | PCS | 0 | 100 | 0 | 100
380184 | Pan Head Screw, M5x16mm, SUS | PCS | 0 | 244 | 0 | 244
380185 | Pan Head Screw, M6x16mm, SUS | PCS | 0 | 100 | 0 | 100
380186 | Pan Head Screw, M6x30mm, SUS | PCS | 0 | 268 | 0 | 268
380187 | Pan Head Screw, M6x40mm, SUS | PCS | 0 | 100 | 0 | 100
380188 | Pan Head Screw, M6x50mm, SUS | PCS | 0 | 196 | 0 | 196
380189 | Pan Head Screw, M8x12mm, SUS | PCS | 0 | 140 | 0 | 140
380190 | Pan Head Screw, M8x40mm, SUS | PCS | 0 | 146 | 0 | 146
380191 | Hex Bolt, M4x16, SUS | PCS | 0 | 100 | 0 | 100
380192 | Hex Bolt, M8x10, SUS | PCS | 0 | 0 | 0 | 0
380193 | Hex Bolt, M8x16, SUS | PCS | 0 | 322 | 0 | 322
380194 | Hex Bolt, M8x16, Galvanis | PCS | 0 | 0 | 0 | 0
380195 | Hex Bolt, M8x30, SUS | PCS | 0 | 546 | 0 | 546
380196 | Hex Bolt, M10x40, SUS | PCS | 0 | 272 | 0 | 272
380197 | Hex Bolt, M10x16, SUS | PCS | 0 | 414 | 0 | 414
380198 | Hex Bolt, M12x16, SUS | PCS | 0 | 152 | 0 | 152
380199 | CSK Head Screw, M4x12mm, SUS | PCS | 0 | 100 | 0 | 100
380209 | Pan Head Screw M4x6mm, SUS | PCS | 0 | 0 | 0 | 0
380200 | CSK Head Screw, M4x30mm, SUS | PCS | 0 | 187 | 0 | 187
380201 | CSK Head Screw, M4x16mm, SUS | PCS | 0 | 292 | 0 | 292
380202 | CSK Head Screw, M4x20mm, SUS | PCS | 0 | 1944 | 0 | 1944
380203 | CSK Head Screw, M4x20mm, Galvanis | PCS | 0 | 0 | 0 | 0
380204 | Plate Washer, M3 Galvanis | PCS | 0 | 534 | 0 | 534
380205 | Plate Washer, M4 SUS | PCS | 0 | 172 | 0 | 172
380206 | Plate Washer, M3 SUS | PCS | 0 | 190 | 0 | 190
380207 | Spring Washer, M3 Galvanis | PCS | 0 | 534 | 0 | 534
380208 | Spring Washer, M8 Galvanis | PCS | 0 | 50 | 0 | 50
380106 | Plate Washer, M10 SUS | PCS | 0 | 390 | 0 | 390
380107 | Plate Washer, M8 SUS | PCS | 0 | 580 | 0 | 580
380109 | Hex Bolt, M10 x 20mm, SUS | PCS | R02E | 0 | 0 | 0
380119 | Hex Nut, M4 SUS | PCS | R02D | 346 | 0 | 346
600015 | Cable tie High Temperature Panduit PLT3H-TL109, Ty Rap High Temp TYHT27M | PCS | 0 | 0 | 0 | 0
600010 | T & B, Tyrap, TY 23M | PCS | 0 | 0 | 0 | 0
600011 | Cable tie 3,6 x 140 mm, T & B, Tyrap, ABB TY24M, Panduit, Hellermanntyton | PCS | 0 | 2000 | 0 | 2000
600012 | Cable tie 4,7 x 186 mm, T & B, Tyrap, ABB TY25M, Panduit, Hellermanntyton | PCS | 0 | 4000 | 0 | 4000
600013 | Cable tie 6,9 x 340mm, T & B, Tyrap, ABB TY27M, Panduit, Hellermanntyton | PCS | 0 | 3000 | 0 | 3000
600014 | Cable tie 4,83 x 360mm, T & B, Tyrap, ABB TY28M, Panduit, Hellermanntyton | PCS | 0 | 3000 | 0 | 3000
720057 | Bedak Rita/Cusson | PCS | 0 | 0 | 0 | 0
720054 | Glue, Aron, Solvent Cement No 73S | PCS | 0 | 21 | 0 | 21
720058 | Sarung Tangan Safety Kulit Kombinasi Las Gerinda | PSG | 0 | 50 | 0 | 50
760170 | Round bar steel mild, Ø18 x 6000 (mm) | PCS | 0 | 0 | 0 | 0
760173 | Tungsten Aluminium Ø2.4mm | PCS | 0 | 2 | 0 | 2
760174 | Socket Head Cap Screw M6 x 20 (Baut L), Galvanis | PCS | 0 | 0 | 0 | 0
270322 | Pipe,STPG Sch.40;1 | PCS | 0 | 0 | 0 | 0
270323 | Rubber Pad 5" | PCS | 0 | 10 | 0 | 10
270324 | Hidrolik Pressing Tool | PCS | 0 | 0 | 0 | 0
270325 | Mesin Crimping | PCS | 0 | 0 | 0 | 0
270326 | Mesin Gerinda Angin 4" | PCS | 0 | 0 | 0 | 0
270327 | Mata Gerinda Sikat Kawat | PCS | 0 | 0 | 0 | 0
270328 | Krisbow, Digital Hanging Scale 20kg/10g | PCS | 0 | 0 | 0 | 0
270329 | Mesin Pembersih AC, Kyodo KDC 20 A | PCS | 0 | 0 | 0 | 0
320219 | Spidol Permanent Putih, Snowman | PCS | GUDANG 2 | 32 | 8 | 24
320220 | Spidol Permanent Kuning, Snowman | PCS | GUDANG 2 | 32 | 8 | 24
320221 | Spidol OHP OPM / OPF | PCS | GUDANG 2 | 32 | 9 | 23
320222 | Kertas Sticker A4 glossy | PCS | GUDANG 2 | 120 | 20 | 100
720048 | Isolasi Plastik 30mm, Nachi 1 inchi | PCS | GUDANG 2 | 32 | 8 | 24
720049 | Isolasi Merah 30mm, Nachi 3/4 inchi red | PCS | GUDANG 2 | 24 | 5 | 19
720050 | Isolasi Kuning 30mm, Nachi 3/4 inchi red | PCS | GUDANG 2 | 24 | 5 | 19
720051 | Vinil Tape, Nachi 3/4inch Black | PCS | GUDANG 2 | 160 | 35 | 125
720052 | Paper Tape, Nacy 24 mm x 72 x 20 m | PCS | GUDANG 2 | 160 | 40 | 120
180039 | Vinyl Tube Black 20 x 22 mm, Stansa/VT/KSS | ROLL | GUDANG 2 | 72 | 15 | 57
180038 | Vinyl Tube Black 24 x 26 mm, Stansa/VT/KSS | ROLL | GUDANG 2 | 29 | 8 | 21
180040 | Vinyl Tube Black 10 x 12 mm², Stansa/VT/KSS | ROLL | GUDANG 2 | 28 | 8 | 20
320213 | Appron Las | Pcs | SUKOSARI | 2 | 1 | 1
760180 | Hinge Box Panel Adhi Karya | PCS | 0 | 0 | 0 | 0
380108 | Plate Washer, M6 SUS | PCS | GUDANG 1 | 0 | 416 | 16
380218 | CSK Socket Screw, M5x16mm, SUS | PCS | 0 | 0 | 530 | 16
180041 | Vinyl Tube Black 12 x 14 mm², Stansa/VT/KSS | METER | LT 1 WS C | 0 | 40 | 0
180042 | Vinyl Tube Black 32 x 34 mm², Stansa/VT/KSS | METER | LT 1 WS C | 0 | 200 | 32
570027 | GAE, 20402 CT-60 100/5A | PCS | R06D | 0 | 3 | 3
720047 | HB Sealant grey neutral silicone | PCS | L07A | 0 | 8 | 1
720043 | Gas Nitrogen (N2) UHP - Cradle Cap. 4 x 4 | Cradle | 0 | 2 | 0 | 2
720044 | Gas LPG | TABUNG | 0 | 1 | 0 | 1
270287 | Gas Argon - WG | TABUNG | 0 | 4 | 0 | 4
720045 | Gas Carbondioxide (CO2) WG | TABUNG | 0 | 2 | 0 | 2
920031 | Compressor Regulator with filter & lubricator | PCS | 0 | 0 | 0 | 0
920032 | Medical Oxygen Regulator | PCS | 0 | 0 | 0 | 0
920039 | Breathing pipe with HEPA bacterial filter | PCS | 0 | 0 | 0 | 0
920034 | Stop Kran 10 BAR PRESSURE ; G1/4" FITTINGS | PCS | 0 | 5 | 0 | 5
920035 | Patient Pressure Regulator Low Pressure Regulator 30mbar - 20L/min air flow rate | PCS | 0 | 5 | 0 | 5
920036 | Safety Valve - 40 cm H20 safety valve | PCS | 0 | 5 | 0 | 5
920037 | Solenoid valve 2/2 normally closed 1/2", 24 Vdc coil | PCS | 0 | 10 | 0 | 10
920038 | Solenoid valve 3/2 normally closed 1/2", 24 Vdc coil | PCS | 0 | 5 | 0 | 5
920040 | Pinch valve 3/4" | PCS | 0 | 5 | 0 | 5
920041 | Silencer 1/4" | PCS | 0 | 5 | 0 | 5
920043 | Pressure Gauge ; 100 cm H20 pressure gauge | PCS | 0 | 5 | 0 | 5
920045 | Microcontroller Arduino Uno, ATmega328P - Microcontroller 8bit AVR, Operating Voltage 5V, Input Voltage 7-12V, Flash memory 32KB, 16MHz, Communication IIC SPI USART | PCS | 0 | 10 | 0 | 10
920046 | PSU triple output 24V/1A, 12V/1A, 5V/3A | PCS | 0 | 5 | 0 | 5
920047 | Ethernet Shield for Arduino Uno | PCS | 0 | 5 | 0 | 5
920048 | Nextion, NX1060P101011CI Nextion Intelligent Series HMI Capacitive Touch Display Screen | PCS | 0 | 5 | 0 | 5
920049 | 4 channel 5VDC relay SRD-5VDC-SL-C | PCS | 0 | 20 | 0 | 20
920050 | Cooling Fan 4cm DC 24V | PCS | 0 | 0 | 0 | 0
920051 | RJ45 Male to Female Cable Adapter 30cm Panel chasis | PCS | 0 | 0 | 0 | 0
920052 | USB 2.0 Male to USB B Female Socket Panel Mount | PCS | 0 | 0 | 0 | 0
920055 | Differential Pressure Sensor MPXV7002DP Breakout Board Transducer APM2.5 APM2.52 | PCS | 0 | 5 | 0 | 5
920053 | Rotary encoder module for Arduino | PCS | 0 | 5 | 0 | 5
920054 | Absolute Pressure Sensor MPXV5004GC6U, 40 cm H20 pressure transducer | PCS | 0 | 5 | 0 | 5
380220 | CSK Socket Screw, M6x20mm, SUS | PCS | 0 | 210 | 0 | 210
380221 | Eye Nut SUS M5 | PCS | 0 | 60 | 60 | 0
380224 | Pan Head Screw M5x15mm, Galvanis | PCS | 0 | 0 | 0 | 0
380225 | Washer Plate M5, Galvanis | PCS | 0 | 0 | 0 | 0
380229 | Pan Head Screw, M6x10mm, SUS | PCS | 0 | 0 | 0 | 0
380223 | Checker plate SUS 304, 5 x 1200 x 2400mm | LEMBAR | 0 | 0 | 0 | 0
380228 | CSK Socket Screw, M6x35mm, SUS | PCS | 0 | 120 | 0 | 120
380222 | Hex Bolt, M8x16 SUS | PCS | 0 | 0 | 0 | 0
380231 | JCBC, M6X25 SUS 304 | PCS | 0 | 1400 | 0 | 1400
380232 | NUT M6 SUS 304 | PCS | 0 | 1400 | 0 | 1400
390035 | BUSBAR T=3 x L=30 x P=4000 | btg | SUKOSARI | 0 | 31 | 31
760171 | Hollow t 1,4 x 50 x 50 x 6000 SS400 | PCS | 0 | 0 | 28 | 28
270311 | Mata bor, Nachi/HSS 11,6mm | PCS | zR1D | 0 | 5 | 1
270316 | File Cutting Carbide, Dia 10mm | PCS | zR1D | 0 | 10 | 0
270317 | Hole Saw, Nachi/HSS Dia 22 | PCS | zR1D | 0 | 10 | 1
270318 | Hole Saw, Nachi / HSS Dia 28 | PCS | zR1D | 0 | 10 | 0
270319 | Hole Saw, Nachi/HSS Dia 32 | PCS | zR1D | 0 | 10 | 0
270320 | Hole Saw, Nachi/HSS Dia 42 | PCS | zR1D | 0 | 10 | 0
760124 | Danagloss PU Enamel 145 - RAL 9006 | Liter | WS SUKOSARI | 0 | 30 | 0
760084 | Dana Paint, Danagloss PU Enamel Black | Ltr | SUKOSARI+ GUDANG 1 | 0 | 40 | 1
010234 | ABB, S202M-C4 2P 4A 15kA | PCS | 0 | 0 | 1 | 0
010236 | ABB, S201M-C16 4P 16A 15kA | PCS | 0 | 0 | 1 | 0
010239 | ABB, A2C TMF-160 160A 4P 25kA | PCS | 0 | 0 | 1 | 0
010237 | ABB, S203M-C6 3P 6A 15kA | PCS | 0 | 0 | 1 | 0
570033 | GAE, Amperemeter 96x96 0-150/5A | PCS | 0 | 0 | 3 | 0
570032 | GAE, CT 60 150/5A | PCS | 0 | 0 | 3 | 0
010201 | ABB, A1B TMF-30, 30A, 18KA 4P | PCS | 0 | 0 | 0 | 0
010202 | ABB, A1B TMF 20-400 4P F F | PCS | 0 | 0 | 0 | 0
010203 | ABB, S204-C32 | PCS | 0 | 0 | 0 | 0
010204 | ABB, A2B TMF 125-1250 4P F F | PCS | 0 | 0 | 0 | 0
010205 | ABB, A2B TMF 160-1600 4P F F | PCS | 0 | 0 | 0 | 0
010206 | ABB, EMAX E1.2C16 4P | PCS | 0 | 0 | 0 | 0
010207 | ABB, A1B 125 TMF-70 70-700 4P 66740 | PCS | 0 | 0 | 0 | 0
010208 | ABB, S202M-C16 | PCS | 0 | 0 | 0 | 0
010209 | ABB, ESB16-11N-02 | PCS | 0 | 0 | 0 | 0
010210 | ABB, S202-C16 | PCS | 0 | 0 | 0 | 0
010211 | ABB, A1B TMF-70 3P | PCS | 0 | 0 | 0 | 0
010212 | ABB, A1B TMF-100 3P | PCS | 0 | 0 | 0 | 0
010213 | ABB, A1B TMF-50 3P | PCS | 0 | 0 | 0 | 0
010214 | ABB, A1B TMF-25 3P | PCS | 0 | 0 | 0 | 0
010215 | ABB, A1B TMF-60 3P | PCS | 0 | 0 | 0 | 0
010216 | ABB, S203M-C16 | PCS | 0 | 0 | 0 | 0
010217 | ABB, A1B TMF 15-400 3P FF | PCS | 0 | 0 | 0 | 0
010218 | ABB, A1B TMF 80-800 3P FF | PCS | 0 | 0 | 0 | 0
010219 | ABB, A1B TMF 30-400 3P FF | PCS | 0 | 0 | 0 | 0
010220 | ABB, A2B TMF-250, 250A, 18kA, 3P | PCS | 0 | 0 | 0 | 0
010221 | ABB, A1B 125 TMF 40-400 3P FF | PCS | 0 | 0 | 0 | 0
010222 | ABB, EMAX E1.2C08 3P | PCS | 0 | 0 | 0 | 0
010223 | ABB, S203-C10 | PCS | 0 | 0 | 0 | 0
010224 | ABB, S203-C6 | PCS | 0 | 0 | 0 | 0
010225 | ABB, A2B TMF 160-1600 3P FF | PCS | 0 | 0 | 0 | 0
010226 | ABB, S801B-C100 | PCS | 0 | 0 | 0 | 0
010227 | ABB, EK110,IEC 60947-4-1, Ui 1000V, AC-1 200A, 220-230V 50Hz | PCS | 0 | 0 | 0 | 0
010228 | ABB, T1 PLUS 2CSM295793R1341 | PCS | 0 | 0 | 0 | 0
010229 | ABB, LS-D 2CSM295723R1341 | PCS | 0 | 0 | 0 | 0
010230 | ABB, A1B TMF 20 20A 3P | PCS | 0 | 0 | 0 | 0
010231 | ABB, S202-C4 | PCS | 0 | 0 | 0 | 0
010232 | ABB, MCB 2 POLE S2S2M-C40UC | PCS | 0 | 0 | 0 | 0
010233 | ABB, MS 116-1.6 | PCS | 0 | 0 | 0 | 0
010234 | ABB, S202M-C4 2P 4A 15kA | PCS | 0 | 0 | 0 | 0
010235 | ABB, S204M-C32 4P 32A 15kA | PCS | 0 | 0 | 0 | 0
010236 | ABB, S201M-C16 4P 16A 15kA | PCS | 0 | 0 | 0 | 0
010237 | ABB, S203M-C6 3P 6A 15kA | PCS | 0 | 0 | 0 | 0
010238 | ABB, A1C TMF 80-800 4P 25kA | PCS | 0 | 0 | 0 | 0
010239 | ABB, A2C TMF-160 160A 4P 25kA | PCS | 0 | 0 | 0 | 0
010240 | ABB,AF09Z-40-10-21,4P,4NO+1 AUX NO,25A,24VDC | PCS | 0 | 0 | 0 | 0
010241 | ABB, S202M-C6 2P 6A | PCS | 0 | 0 | 0 | 0
010242 | ABB, MS116-6.3, 2.2kW, 3P, 4-6.3A, 380VAC | PCS | 0 | 0 | 0 | 0
010243 | ABB,ML1-20W10L2, WHITE, 240 VAC | PCS | 0 | 0 | 0 | 0
010244 | ABB,ML1-20G10L2,GREEN,240VAC | PCS | 0 | 0 | 0 | 0
010245 | ABB,ML1-20R10L2,RED,240 VAC | PCS | 0 | 0 | 0 | 0
010246 | ABB, M2SS2-61R10L7,1 NO,2 POS | PCS | 0 | 0 | 0 | 0
010247 | ABB, M2SS2-61R03L7, 3NC | PCS | 0 | 0 | 0 | 0
010248 | ABB, AF09Z-30-10-21,24VDC,25A,4KW | PCS | 0 | 0 | 0 | 0
010249 | ABB, A75-4-00, 220VAC,125A, 50Hz | PCS | 0 | 0 | 0 | 0
010250 | ABB, CP1-10R-10 | PCS | 0 | 0 | 0 | 0
010251 | ABB, CL2-502 W | PCS | 0 | 0 | 0 | 0
010252 | ABB, KA1-8120 / KA1-8121 | PCS | 0 | 0 | 0 | 0
010253 | Socket 8 Pin Conector For Car + Skun | PCS | 0 | 0 | 0 | 0
010254 | Socket 6 Pin Conector For Car + Skun | PCS | 0 | 0 | 0 | 0
010255 | Socket 4 Pin Conector For Car + Skun | PCS | 0 | 0 | 0 | 0
010256 | Relay 4 Pin + Socket 12VDC BOSCH 0 986 AH0 453 25H + Socket | PCS | 0 | 0 | 0 | 0
010257 | Relay 4 Pin + Socket 60VDC JD2912 SPST DC60V | PCS | 0 | 0 | 0 | 0
010258 | ABB, AF09Z-40-00-30, 24VDC, 4P(4NO), 25A | PCS | 0 | 0 | 0 | 0
010259 | ABB, MCCB 4 Pole XT1B TMD-125 | PCS | 0 | 0 | 0 | 0
010260 | ABB, MCCB 4 Pole XT1N TMD-80 | PCS | 0 | 0 | 0 | 0
010261 | ABB, MCCB 4 Pole XT1B TMD-80 | PCS | 0 | 0 | 0 | 0
390026 | Busbar Tembaga, Panjang 2 meter, Lebar 25 mm, Tebal 8mm Lonjoran | PCS | LUAR GUDANG 1 | 8 | 4 | 4
760198 | Kawat las RD260 2.6mm SPECIFICATION AWS A5.1 CLASSIFICATION E6013 | KG | 0 | 0 | 10 | 10
270355 | Contact tip 0.8 | PCS | 0 | 0 | 20 | 20
270354 | Kawat solid Ø0,8 @15kg | KG | 0 | 0 | 75 | 75
920188 | Nipple G1/4" LH to G1/4" RH | PCS | 0 | 0 | 5 | 5
920187 | BATTERY CHARGER LEAD ACID 60V 20A | PCS | 0 | 0 | 2 | 1
920198 | 50A Anderson Connector (male-Female) | PCS | 0 | 0 | 4 | 1
270365 | Contact tip, M6 x 28 x 1.0mm | PCS | 0 | 0 | 40 | 41
270364 | Contact tip, M6 x 45 x 0.8mm | PCS | 0 | 0 | 20 | 10
400018 | Phoenix, Contact MCR-SL-CUC-100-I, Output 4-20Ma | PCS | 0 | 0 | 1 | 1
380116 | Hex Nut, M6 SUS | PCS | 0 | 0 | 900 | 900
380233 | Checker Plate 5mm x 4inch x 8inch | LMBR | 0 | 0 | 4 | 3
270315 | Tuner Carbide, Dia 10mm | PCS | R01D | 0 | 10 | 1
390026 | Busbar Tembaga, Panjang 2 meter, Lebar 25 mm, Tebal 8mm Lonjoran | PCS | LUAR GUDANG 1 | 8 | 4 | 4
270362 | Rivetting Hammer Type BRH-5U | PCS | 0 | 0 | 0 | 0
270363 | Sealant Gun Dexton | PCS | 0 | 0 | 0 | 0
760138 | Teflon, Bushing Teflon (Dwg No. 45.1-KRDE00108) | PCS | 0 | 0 | 0 | 0
380156 | Pin Head (Clevis), Ø 12 x 35, SUS | PCS | 0 | 0 | 0 | 0
1600001 | Link Lever Appron | SET | 0 | 0 | 0 | 0
760137 | Hinge Harmonika, SUS, tebal 2 | PCS | 0 | 0 | 0 | 0
760133 | Hinge Harmonika, SUS, tebal 4 diameter Rod 5, panjang 1000 | PCS | 0 | 0 | 0 | 0
440004 | Converter, DC60 t0 DC12;500Watt | PCS | 0 | 0 | 0 | 0
760141 | Backing Plate (Dwg No. 45.1-KRDE00105) | PCS | 0 | 0 | 0 | 0
760204 | Rubber Sheet, 1x1000x2000mm | LEMBAR | 0 | 0 | 0 | 0
760201 | Star Nylon 58EPV Line 10 600 meter Grey | ROLL | 0 | 0 | 0 | 0
270375 | Gas diffuser TWE4 PN OTW54A, Tweco Nomor 4 | PCS | 0 | 0 | 0 | 0
640003 | Legrand Mobile Socket PN 555104 2 Phase | PCS | 0 | 1 | 1 | 0
640004 | Legrand Straight Plugs PN 555124 2 Phase | PCS | 0 | 1 | 1 | 0
640005 | Legrand Mobile Socket PN 555108 3 Phase | PCS | 0 | 1 | 1 | 0
640006 | Legrand Straight Plugs PN 555128 3 Phase | PCS | 0 | 1 | 1 | 0
270331 | Tube printer ink ribbon black length 100m | PCS | R05A | 0 | 5 | 1
260179 | Plate SPHC, 4X1200X2400 | Lembar | WS SUKOSARI | 0 | 1 | 1
320044 | Majun | KG | LANTAI 1 WS BARU | 0 | 100 | 0
760104 | Dana Paint, Primer Welding ZINC CHROMATE PRIMER 502-6302 | Kaleng | SUKOSARI | 0 | 20 | 0
760083 | Primer Surface EP Plus | Ltr | SUKOSARI+ GUDANG 1 | 0 | 50 | 0
760086 | Dana Paint, Thinner Danagloss PU | Ltr | SUKOSARI | 0 | 61 | 0
760085 | Dana Paint, Danagloss PU RAL 9002 | Ltr | SUKOSARI | 0 | 40 | 0
260169 | 1200x800x500 (mm) Free standing IP 31 | SET | SUKOSARI | 0 | 6 | 6
390030 | Busbar, T=3 x L=25 x P=4000 | btg | SUKOSARI | 0 | 2 | 2
260174 | 1200x800x300 (mm) Outdoor Free Standing IP 55 | SET | SUKOSARI | 1 | 1 | 0
260175 | 600 x 800 x 300 (mm)Outdoor Free Standing IP 55 | SET | SUKOSARI | 1 | 1 | 0
260176 | 600 x 800 x 300 (mm) Outdoor Wall Mounted IP 55 | SET | SUKOSARI | 3 | 3 | 0
260177 | 900x700x300 (mm) Indoor Wall Mounted IP 31 | SET | SUKOSARI | 2 | 2 | 0
260170 | 1800*800*500 (mm) Free standing IP 31 | SET | SUKOSARI | 2 | 2 | 0
260171 | 1000*800*500 (mm) Free standing IP 31 | SET | SUKOSARI | 1 | 1 | 0
260172 | 1800*1200*500 (mm) Free standing IP 31 | SET | SUKOSARI | 6 | 6 | 0
260173 | 600 x 800 x 300 (mm) Free standing IP 31 | SET | SUKOSARI | 7 | 7 | 0
760087 | Thinner Degreaser A | Ltr | SUKOSARI | 25 | 5 | 20
730024 | Powder Coating RAL 9006 | SET | SUKOSARI | 80 | 20 | 60
760155 | Cat Powder Coating RAL 9005 | Kg | GUDANG 1 | 20 | 20 | 0
1060005 | Carbon electtric, Guide Tool Katalog VS 1E3255155 | PCS | WS SUKOSARI | 12 | 12 | 0
1060006 | Carbon electric, ACM Disconnector + limit switch Katalog VS1E200R165.S | PCS | WS SUKOSARI | 4 | 4 | 0
1060007 | Carbon electric, Main Switch + Limit Switch Katalog VM1E200R155.S | PCS | WS SUKOSARI | 8 | 8 | 0
1060008 | Carbon electric, Holder Hot Stick VS1E4032155 | PCS | WS SUKOSARI | 24 | 24 | 0
600016 | Cable ties KSS 3,6 x 150mm (hitam) | PCS | GUDANG 2 | 0 | 5500 | 1800
600017 | Cable ties KSS 4,8 x 200mm (hitam) | PCS | GUDANG 2 | 0 | 5500 | 2000
600018 | Cable ties KSS 4,8 x 300mm (hitam) | PCS | GUDANG 2 | 0 | 4000 | 0
600019 | Cable ties KSS 7,8 x 300mm (hitam) | PCS | GUDANG 2 | 0 | 400 | 0
760134 | Rubber (Drawing Terlampir, 45.2-KRDE00204 ) | M | R12E | 30 | 26 | 4
760142 | Foot Step Support (Dwg No. 45.2-KRDE0003) | PCS | 0 | 52 | 0 | 52
760143 | Housing, Refer Dwg: 46.3-KRDE002 | PCS | 0 | 0 | 0 | 0
760144 | Locking, Refer Dwg: 46.3-KRDE001 | PCS | 0 | 0 | 0 | 0
760145 | Ekstrusi Support 1 Panjang 6,5m for Harmonica KRDE | btg | 0 | 0 | 0 | 0
760146 | Ekstrusi Support 2 Panjang 6,5m for Harmonica KRDE | btg | 0 | 0 | 0 | 0
760147 | Ekstrusi Support 3 Panjang 6,5m for Harmonica KRDE | btg | 0 | 0 | 0 | 0
760148 | Rubber (Dwg No. 45.2-KRDE00205) | PCS | R12E | 30 | 26 | 4
760149 | Rubber (Dwg No. 45.2-KRDE00206) | PCS | R12E | 30 | 26 | 4
920178 | Rear Axle and Motor | SET | 0 | 2 | 2 | 0
920179 | Wire Harness | SET | 0 | 2 | 2 | 0
920180 | Controller | PCS | 0 | 2 | 2 | 0
920181 | Front Axle and Steering (with Brake) | set | 0 | 1 | 1 | 0
920182 | Front Axle and Steering (without Brake) | SET | 0 | 1 | 1 | 0
920183 | Brake System (without brake fluid) | SET | 0 | 2 | 2 | 0
920184 | Throttle Pedal | PCS | 0 | 2 | 2 | 0
920188 | Nipple G1/4" LH to G1/4" RH | PCS | 0 | 5 | 5 | 0
1030052 | Full Colour LED Neon strip DC 12V, 14.4w, 60Leds/M, 20IC/m, Packing 5m, IP 67 | pcs | GUDANG 1 | 500 | 60 | 440
1030053 | LED Controller with sd card | pcs | GUDANG 1 | 5 | 5 | 0
760223 | Pipe, Black Steel; Sch.40 dia. 1" x 6000 | pcs | 0 | 0 | 0 | 0
760224 | Pipe, Black Steel; Sch 40 dia 1,5" x 6000 | pcs | 0 | 0 | 0 | 0
760226 | Pipe, Black Steel; Sch 40 dia 4" x 6000 | pcs | 0 | 0 | 0 | 0
760225 | Pipe, Black Steel; Sch 40 dia 2" x 6000 mm | pcs | 0 | 0 | 0 | 0
760229 | Perforated Pipe, Black Steel; Sch 40 dia 2" x 6000 mm | pcs | 0 | 0 | 0 | 0
760220 | H Beam, 6 x 100 x 100 x 6000 mm | pcs | 0 | 0 | 0 | 0
760221 | Alumunium, 2 x 1200 x 2400 (actual 1.94-1.98 x 1200 x 2400) | pcs | 0 | 0 | 0 | 0
260192 | Plate Bondex 0,75 x 1000 x 6000 | PCS | SUKOSARI | 32 | 0 | 32
260197 | Plate SS400, 3 x 1500 x 6000 mm, ACTUAL 2,6 x 1500 x 6000 | lembar | SUKOSARI | 5 | 0 | 5
260193 | Plate SS400, 3.2 x 1500 x 6000(mm), Actual 2,7mm | pcs | 0 | 0 | 0 | 0
260196 | Plate SPHC, 2 x 1200 x 2400 (actual 1.91-1.97 x 1200 x 2400) | pcs | 0 | 0 | 0 | 0
260085 | Plate T 6 x 1800 x 6000 | LEMBAR | 0 | 0 | 0 | 0
750030 | Checkered Steel Plate, SS400 3,2 x 1200 x 2400 | Lembar | SUKOSARI | 0 | 25 | 0
760218 | Hollow, SS400 1,5 x 30 x 30 x 6000 (actual 29 x 29 x 1.5) | pcs | 0 | 0 | 0 | 0
760216 | Hollow, SS400 2,3 x 50 x 50 x 6000 (actual 49 x 49 x 2) | pcs | 0 | 0 | 0 | 0
760217 | Hollow, SS400 3,2 x 100 x 100 x 6000 (actual 96 x 96 x 3) | pcs | 0 | 0 | 0 | 0
760215 | CNP Steel, SS400 3,2 x75 x 200 x 6000 mm | pcs | 0 | 0 | 0 | 0
760214 | WF Beam, SS400 7 x 75 x 150 x12000 mm | pcs | 0 | 0 | 0 | 0
760219 | Angle Bar, SS400, 4 x 60 x 60 x 6000 mm | pcs | 0 | 0 | 0 | 0
620010 | JHJP 304 Stainless steel and Key | Pcs | 0 | 0 | 0 | 0
760230 | Elbow (Welded type), Elbow 90°; dia. 1,5" | pcs | 0 | 0 | 0 | 0
760231 | Elbow (Threaded type), Elbow 90°; dia. 1,5" | pcs | 0 | 0 | 0 | 0
760232 | Elbow (Threaded type), Elbow 90°; dia. 2" | pcs | 0 | 0 | 0 | 0
760233 | Socket Pipe (Male Threaded), Socket Pipe Dia. 1,5" | pcs | 0 | 0 | 0 | 0
760234 | Socket Pipe (Male Threaded), Socket Pipe Dia. 2" | pcs | 0 | 0 | 0 | 0
760235 | Cap Pipe Dia. 1" NPT galvanis | pcs | SUKOSARI | 250 | 3 | 247
760236 | Clamp set, Clamp 1,5" | pcs | 0 | 0 | 0 | 0
760237 | Clamp set, Clamp 2" | pcs | 0 | 0 | 0 | 0
760239 | PV Vent OPW 623V, Pressure Vacuum Vent OPW 623V, UL Listed, ATEX Approved - for flame Arrestor, 2" | pcs | 0 | 0 | 0 | 0
760238 | Emergency Vent 245, Emergency Vent - Female Threaded W/O-Ring, UL & ULC Listed, 245-0600 AV 6" (Morrison Bros) | pcs | 0 | 0 | 0 | 0
840029 | Tee Joint (NPT Threded) 2 Inchi | pcs | 0 | 0 | 0 | 0
920257 | Reducer galvanis 1/2" - 3/4" | pcs | 0 | 0 | 0 | 0
760209 | Bushing, Steel Mild, M10 Ø22,5 x 30 (mm) | pcs | 0 | 0 | 0 | 0
760206 | Bushing, Steel Mild, M6 Ø17,5 x 22 (mm) | pcs | 0 | 0 | 0 | 0
760207 | Bushing, Steel Mild, M8 Ø17,5 x 22 (mm) | pcs | 0 | 0 | 0 | 0
760208 | Bushing, Steel Mild, M8 Ø17,5 x 50 (mm) | pcs | 0 | 0 | 0 | 0
760205 | Grounding Steel Mild, M6 Ø17,5 x 22 mm | pcs | 0 | 0 | 0 | 0
760277 | Bushing, Steel Mild, M8 Ø20 x 20 (mm) | pcs | 0 | 0 | 0 | 0
760272 | Bushing, Steel Mild, M8 Ø16 x 10 (mm) | pcs | 0 | 0 | 0 | 0
760273 | Bushing, Steel Mild, M8 Ø16 x 20 (mm) | pcs | 0 | 0 | 0 | 0
760274 | Bushing, Steel Mild, M8 Ø16 x 25 (mm) | pcs | 0 | 0 | 0 | 0
760275 | Bushing, Steel Mild, M8 Ø16 x 50 (mm) | pcs | 0 | 0 | 0 | 0
760276 | Bushing, Steel Mild, M8 Ø16 x 75 (mm) | pcs | 0 | 0 | 0 | 0
760271 | Bushing, Steel Mild, M5 Ø12 x 20 (mm) | pcs | 0 | 0 | 0 | 0
760242 | Emergency Shut Off Valve (Inlet : Female & Outlet : Male), Dia 1.5” | pcs | 0 | 0 | 0 | 0
760240 | Mechanical / Manual Tank Gauge, Therma Type Gauge 2" Opening, H-2-65+7,5 (Krueger Sentry) | pcs | 0 | 0 | 0 | 0
760244 | Overfill Prevention Valve Dia 2” | pcs | 0 | 0 | 0 | 0
760243 | Foot Valve Dia 1,5" (Steel Oil Resistant) | pcs | 0 | 0 | 0 | 0
760250 | Check Valve Dia 2”, SS316, Threaded (Prevent Siphoning on Loading Line/Inlet) | pcs | 0 | 0 | 0 | 0
180051 | Vinyl tebal: 1mm x 2000mm x 3000mm | Lembar | RK04D | 3 | 0 | 3
180050 | Fiber Glass Tube, Hellermanntyton BSHTTST34SR, DAVLYN F-E14560-20-00, Panduit SE150PS-LQR0 | ROLL | RK03B + RK03C | 10 | 0 | 10
380210 | Hex Bolt, M10x70mm, SUS | PCS | R01B | 50 | 0 | 50
380211 | CSK Head Screw, M4x10mm, SUS | PCS | 0 | 0 | 0 | 0
380212 | Pan Head Screw, M3x5mm, SUS | PCS | 0 | 0 | 0 | 0
380213 | Pan Head Screw, M3x10mm, SUS | PCS | 0 | 0 | 0 | 0
380214 | Pan Head Screw, M3x20mm, SUS | PCS | 0 | 0 | 0 | 0
380215 | Pan Head Screw, M8x10mm, SUS | PCS | 0 | 0 | 0 | 0
380216 | Hex Nut, M3, SUS | PCS | 0 | 0 | 0 | 0
380217 | Hex Bolt, M6x30, Galvanis | PCS | 0 | 0 | 0 | 0
380219 | CSK Socket Screw, M6x16mm, SUS | PCS | 0 | 0 | 0 | 0
840030 | Double Nipple Galvanis 1/2" | pcs | 0 | 200 | 0 | 200
840032 | Pipa Vent Sesuai drawing 20.12-PTS-TK-400-012 | pcs | 0 | 50 | 0 | 50
840031 | Pipa Vent Sesuai drawing 20.12-PTS-TK-400-011 | pcs | 0 | 50 | 0 | 50
020100 | Wago, 788-346 | PCS | 0 | 0 | 0 | 0
020101 | Wago, 2002-472 | Pcs | 0 | 0 | 0 | 0
020102 | WAGO, 787-821 | PCS | 0 | 0 | 0 | 0
020103 | WAGO, 2004-1201 | PCS | 0 | 320 | 0 | 320
020104 | WAGO, 2004-1294 | PCS | 0 | 32 | 0 | 32
760282 | Cap Pipe Dia. 2" NPT galvanis | pcs | 0 | 50 | 0 | 50
760289 | Flange Plate Sesuai drawing 20.12-PTS-PIPE-500-010 | pcs | 0 | 100 | 0 | 100
760288 | Flange Plate Sesuai drawing 20.12-PTS-PIPE-500-028 | pcs | 0 | 100 | 0 | 100
760286 | Flange Plate Sesuai drawing 20.12-PTS-PIPE-500-034 | pcs | 0 | 50 | 0 | 50
760287 | Flange Plate Sesuai drawing 20.12-PTS-PIPE-500-013 | pcs | 0 | 50 | 0 | 50
760285 | Flange Plate Sesuai drawing 20.12-PTS-TK-400-021 | pcs | 0 | 50 | 0 | 50
760291 | Lifting Lug PERTASHOP Sesuai drawing 20.12-PTS-STR-100-011 | pcs | 0 | 200 | 0 | 200
760290 | Flange Plate Sesuai drawing 20.12-PTS-PIPE-500-015 | pcs | 0 | 50 | 0 | 50
760254 | Copper Rod 5/8 panjang asli 4M | pcs | 0 | 17 | 0 | 17
270413 | Blade Bandsaw, Bekamak BMSY-320L | PCS | 0 | 0 | 0 | 0
270414 | Canon Thermal Head 1H1-4244 | pcs | 0 | 1 | 0 | 1
270418 | End mill HSS Ø4mm (gambar terlampir) | pcs | 0 | 0 | 0 | 0
270419 | Hydraulic Vise max opening 160mm | pcs | 0 | 0 | 0 | 0
730041 | Jasa service printer | SET | 0 | 1 | 0 | 1
760250 | Check Valve Dia 2”, SS316, Threaded (Prevent Siphoning on Loading Line/Inlet) | pcs | 0 | 49 | 0 | 49
1090007 | Flexicon, FPA42-BM40 | PCS | 0 | 0 | 0 | 0
1090008 | Flexicon, Locknut B-M40 | PCS | 0 | 0 | 0 | 0
1090009 | Flexible Conduit Galvanis 3/4" | pcs | 0 | 6 | 0 | 6
1090015 | Conncetor Flexible to pipe DKJ 3/4" | pcs | 0 | 400 | 0 | 400
1090010 | Conncetor Flexible to box 3/4" galvanis drad DPJ 3/4" | pcs | 0 | 50 | 0 | 50
920223 | Hydraulic Shop Engine Crane 2T Lifting Capacity | Unit | 0 | 0 | 0 | 0
920251 | Jembo Cable 1x16mmsq NYAF Kuning Hijau | M | 0 | 100 | 0 | 100
920279 | Microphone TOA ZM-100EC Chin e Activation Subs, + chin e ZM-380C | PCS | 0 | 0 | 0 | 0
920281 | Cable Gland Material Brass PG21 | pcs | 0 | 100 | 0 | 100
920282 | ABB, RNCG-M164 Cable Gland | pcs | 0 | 0 | 0 | 0
250162 | Jembo Cable, NYFGBY Cable 4 x 2,5mmsq | M | 0 | 500 | 0 | 500
250164 | Cable Grounding Bare Cooper 35mm | M | 0 | 200 | 0 | 200
760245 | Camlock Coupling Type A With Cap, Female NPT, Threaded Pipe Connection, Dia 2” Allumunium | pcs | 0 | 0 | 0 | 0
760246 | Stainless Steel Ball Valve 3P 304 Three Piece Type, Dia 1,5” general | pcs | 0 | 0 | 0 | 0
760247 | Stainless Steel Ball Valve 2P 304 Two Piece Type, Dia 2” general | pcs | 0 | 0 | 0 | 0
760248 | Stainless Steel Ball Valve 2P 304 Two Piece Type, Dia 1,5” general | pcs | 0 | 0 | 0 | 0
760249 | Stainless Steel Ball Valve 1P 304 One Piece Type, Dia 0,5” general | pcs | 0 | 0 | 0 | 0
030140 | Schneider, XB4BD33, Ø22 3-position Stay Put 2NO 600V | PCS | 0 | 0 | 0 | 0
030141 | Schneider ZBE102, Single Contact Block, 1NC | PCS | 0 | 0 | 0 | 0
030111 | Schneider, MCB A9F84316, 16A, 3P, 380VAC | PCS | 0 | 0 | 0 | 0
760228 | Ipilite C-011 PM | pcs | 0 | 8000 | 0 | 8000
720032 | Clear Paint, K1K | PCS | 0 | 0 | 0 | 0
720033 | Kayu Keras UK. 40mm x 60mm x 2000mm (mahoni/jati) | Batang | 0 | 0 | 0 | 0
720034 | Dye Penetrant DP-50, Callington | PCS | QC | 3 | 0 | 3
720035 | Cleaner DR-60, Callington | PCS | QC | 3 | 0 | 3
720036 | Developer D-100, Callington | PCS | QC | 3 | 0 | 3
720039 | Sikasil 670 fire | PCS | 0 | 0 | 0 | 0
720071 | Nippon AR Primer grey (Epoxy 2 Komponen) | LITER | 0 | 0 | 0 | 0
720072 | Nax Industrial PU 6600 White | LITER | 0 | 0 | 0 | 0
720076 | Nitto, Plaseal B-UF | LITER | GUDANG 1 | 12 | 3 | 9
760296 | Thinner Nax Industrial PU | LITER | 0 | 0 | 0 | 0
760268 | Tig Alumunium 5356 2.4mm | kg | GUDANG 1 | 0 | 5 | 5
760241 | Anti Siphon valve (IFS), Anti Siphon valve, Dia 1.5” 5-10 Ft | pcs | 0 | 0 | 60 | 1
760249 | Stainless Steel Ball Valve 1P 304 One Piece Type, Dia 0,5” general | pcs | 0 | 0 | 60 | 1
760296 | Thinner Nax Industrial PU | liter | 0 | 0 | 25 | 0
720042 | Gas Oxygen (O2) HP - Cradle Cap. 4 x 4 | Cradle | SUKOSARI | 0 | 0 | 1
580007 | Cartridge PN 20801-02141K | pcs | 0 | 0 | 1 | 1
380251 | Hex Head Bolt M12 x 80, Galvanis | pcs | 0 | 0 | 700 | 0
380252 | Hex Head Bolt M12 x 100, Galvanis | pcs | 0 | 0 | 400 | 0
720073 | Nippon Paint Nax Industrial PU Black | liter | SUKOSARI | 65 | 5 | 60
720074 | Nippon Paint PU Pantone 186 C Red | liter | SUKOSARI | 105 | 10 | 95
270439 | Rantai 6 Meter dia 6mm | pcs | SUKOSARI | 2 | 0 | 2
270440 | Lever Block 3/4 ton x 1,5meter | pcs | SUKOSARI | 2 | 0 | 2
270420 | Mata Bor Ø5x120mm | pcs | SUKOSARI | 2 | 0 | 2
270441 | Mesin Juggling Plate max 2mm | pcs | 0 | 0 | 0 | 0
270424 | Beaver Cutter Wheel | pcs | SUKOSARI | 1 | 0 | 1
270410 | Mesin Potong Besi Cutting Wheel 14" | pcs | SUKOSARI | 1 | 0 | 1
270421 | Guide wire / Juangsink 2,5mm | pcs | 0 | 1 | 1 | 0
270433 | Protect lens dia 30 x 5.0 mm ET | pcs | L05A | 10 | 0 | 10
760295 | Pipe Cover 6" | pcs | SUKOSARI | 4 | 0 | 4
760292 | Bushing, Steel Mild, M6 Ø12 x 20 (mm) | pcs | 0 | 35 | 35 | 0
040007 | KRAUS NAIMER OFF-VENT -ON | PCS | 0 | 0 | 0 | 0
040006 | Kraus Naimer, CA10-A007 With Off (7 Pos) | PCS | L02A | 48 | 30 | 18
040001 | KRAUS NAIMER, RIF247 POS OFF-CENTRALIZED-HALF-FULL | PCS | 0 | 113 | 113 | 0
040003 | KRAUS NAIMER, CA10-A730EF, 1POLE, 3 STEP POS BACKUP-DRIVER-ATO | PCS | 0 | 33 | 33 | 0
040002 | KRAUS NAIMER, CA10, A251, 2 POLE, 4 STEP | PCS | 0 | 0 | 0 | 0
040004 | KRAUS NAIMER POS O-RN-SN-TN | PCS | 0 | 0 | 0 | 0
040005 | KRAUS NAIMER, CA10, A261 POS OFF-INT-LOW-HIGH | PCS | L02A | 46 | 45 | 1
040008 | KRAUS NAIMER, CA10 POS BYPASS-GEN1-GEN2- GEN1&2 | PCS | 0 | 0 | 0 | 0
040009 | KRAUS NAIMER, CA10 POS RS-RT-ST-OFF-RN-SN-TN | PCS | 0 | 0 | 0 | 0
040030 | Kraus Naimer, Tipe A203, On Off Switches with 60 switching 4 Pole | PCS | 0 | 0 | 0 | 0
040031 | Kraus & Naimer , RIF637 POS OFF-CENTRALIZED-HALF-FULL | PCS | 0 | 0 | 0 | 0
040032 | Kraus & Naimer, SPECIAL SWITCH 20 A-OFF-VENT-HALF-FULL ,CA10-RIE503 | PCS | 0 | 8 | 8 | 0
040033 | Kraus Naimer CA10-RIH089 HIGH-LOW-OFF-INT | PCS | 0 | 8 | 8 | 0
040034 | Kraus Naimer, CA10, A 241-620-EF (OFF-1-2-3) | PCS | 0 | 0 | 0 | 0
040035 | Kraus & Naimer , Manual-Off-Auto CA10-A210 | PCS | L02A | 2 | 1 | 1
040036 | Kraus Naimer, CA10 POS, AC1-NORMAL-AC2 | PCS | 0 | 0 | 0 | 0
040037 | Kraus Naimer, CA10 POS, OFF-VENT-HALF-FULL | PCS | 0 | 0 | 0 | 0
150057 | Klemsan KKC 1201+cover | M | LANTAI 1 PLAN C | 100 | 0 | 100
920195 | Dempul Autolux 66 | pcs | SUKOSARI | 162 | 0 | 162
720084 | Sarung tangan kulit panjang 14 | pasang | R01B | 10 | 5 | 5
760172 | Bushing Rivet Refer Dwg. 45.2-KRDE00207 | PCS | perlu BPM | 260 | 0 | 260
720084 | Sarung tangan kulit panjang 14 | pasang | R01B | 0 | 10 | 5
270293 | Oil Hidrolik ISO VG 46 | Lt | perlu BPM | 0 | 209 | 209
270224 | Ball mill Ø12mm minimal length 150mm (gambar terlampir) | Pcs | R01B | 0 | 2 | 2
270392 | Insulation Megohm Tester 1000V | pcs | R01B (TOOL) | 0 | 1 | 1
1030040 | Trafo, Matching Trafo TOA ZT-351 | PCS | 0 | 0 | 2 | -2
760257 | Explosion Proof Lamp | pcs | SUKOSARI | 5 | 5 | 0
320226 | Tangga Portable, Tangga Portable Teleskopik 4 Meter | pcs | LANTAI 1 PLAN B | 50 | 50 | 0
620011 | Locking Device Entrance Door | PCS | 0 | 0 | 0 | 0
620012 | Locking Device Sliding Door of AC Sleeping Car | PCS | 0 | 0 | 0 | 0
380267 | Head Bolt M16x60 mm Galvanis | pcs | SUKOSARI | 1400 | 816 | 0
760279 | Gasket, Asbestos Setara Klingkrit 1000; 3 x 1500 x 1500 | pcs | DEPAN QC | 0 | 6 | 6
720078 | Mata Gergaji Bandsaw | pcs | GUDANG 1 | 2 | 0 | 0
270409 | Limit Switch merk Lovato KB N1 L11 | pcs | R04C | 1 | 0 | 0
310016 | READ LAMP 220 VAC 3W | pcs | 0 | 0 | 20 | 10
760293 | Bushing, Steel Mild, M6 Ø12 x 20 (mm) | pcs | 0 | 10 | 0 | 10
380120 | Spring Washer, M4 SUS | PCS | R05D | 50 | 0 | 50
760164 | Acrylic Plate White 3 x 1200 x 2400 | PCS | 0 | 0 | 0 | 0
760166 | Seal Strip Shape U, Material Rubber Stainless Steel, Thickness : about 10mm Otomotif Black | PCS | R13E | 100 | 100 | 0
760167 | Rubber, Tebal 2mm 1000mmx2000mm | PCS | 0 | 0 | 0 | 0
760172 | Bushing Rivet Refer Dwg. 45.2-KRDE00207 | PCS | 0 | 260 | 260 | 0